## Introduction
Service Line Inventory Template
Date last updated: July 27, 2022
What is the purpose of this template? The purpose of this draft template is to help water systems and states comply with the service line inventory requirements of the January 15, 2021 Lead and Copper Rule Revisions (LCRR). This template supplements the draft EPA document, Guidance for Developing and Maintaining a Service Line Inventory (2022) by providing fillable forms and tables that water systems can use to document their methods, organize their inventory, submit the initial inventory and inventory updates to the state, and document how they are making the inventory publicly available. This template also provides a checklist for state review. Note that EPA does NOT require systems use this template for their inventory. Refer to EPA's 2022 Inventory Guidance for minimum LCRR inventory requirements, recommendations, and disclaimers.
How is the template organized?
The worksheets in this template are color coded: Yellow sheets are instructions and background. Dark blue sheets are templates for systems. The dark green sheet is a template for states. See the table below for a description of each worksheet. |  | The cells in this template are also color coded: Gray cells are background or instructions. Light blue cells are fillable cells for systems. Aqua cells are the required fields in the Detailed Inventory worksheet. Light green cells are fillable cells for states.
Template Organization
Worksheet Type | Worksheet Name | Description
Background | Template Instructions_System | Contains detailed instructions for systems.
| Template Instructions_States | Contains detailed instructions for states.
| Classifying SLs | Summarizes requirements for classifying the entire service line when ownership is split (i.e., when the system owns a portion and the customer owns a portion).
Templates for Water Systems | PWS Information | For systems to document basic system information.
| Inventory Methods | For systems to document the methods and resources they used to develop and update their inventory.
| Inventory Summary | For systems to provide a summary of their service line inventory, including information on ownership, inventory format, and the number of service lines for each of the four required materials classifications. Systems can enter the totals into this worksheet or automatically generate totals based on information in the Detailed Inventory worksheet.
| Detailed Inventory | Provides a customizable format water systems can use to track materials for each service line in their distribution system. Each row equals one service line connecting the water main to the customer's plumbing. Separate columns track location information, the system-owned portion, the customer-owned portion, other possible sources of lead, information for assigning a tap sample tiering classification, and information for lead service line replacement (LSLR). Systems can customize the worksheet by adding or deleting columns.
| Public Accessibility Doc. | For systems to provide documentation to states on how they met the public accessibility requirements of the LCRR.
Templates for States | State Checklist | Provides a checklist that states can use to determine and document if water systems met all of the January 15, 2021 LCRR requirements for their Initial Inventory including timely submission, required elements, use of information sources, public accessibility, and public notification of service line materials.

## Dropdowns (hidden)
Drop down lists (Internal, DO NOT MODIFY)
Ownership | Basis of materials classification | Field Verification Methods
Select Ownership Type | Previous Materials Evaluation | Customer self-identification
The entire service line is owned by the water system | Installation record (e.g., tap card) | CCTV investigation at curb stop - internal
The entire service line is owned by the customer | Installation date after lead ban | CCTV investigation at curb stop - external
Ownership is split, meaning that the system owns and portion and the customer owns a portion | Service line diameter is > 2 inches | Water quality sampling
Other | Service line repair or replacement record | Mechanical excavation at one location
| Predictive model | Mechanical excavation at multiple locations
| Water sampling only with no records | Visual inspection at the meter pit
| Field inspection only with no records | Other
Other
State review of customer notification of service line material
Select "Yes", "No", or "N/A"
Yes
No
N/A
Sensitive subpopulations
No
Yes - School
Yes - Day Care
Yes - Multifamily Home
Yes - Other

## Classifying SLs
Classifying the Entire Service Line When Ownership Is Split
Purpose of this worksheet: To summarize EPA's requirements for classifying the entire service line when ownership is split.
Introduction
In many cases, service line ownership is split meaning that the system owns a portion and the customer owns a portion of the service line. Exhibit 1 below is a diagram of a possible division in service line ownership between the water system and customer. While the LCRR requires the inventory to categorize each service line or portions of the service line where ownership is split, a single classification per service line is also needed to support various LCRR requirements, such as lead service line replacement (LSLR), tap sampling, and risk mitigation. Table 1 below indicates how to classify the material for the entire service line when ownership is split between the water system and customer. For more information, see EPA's, Guidance for Developing and Maintaining a Service Line Inventory (2022).
Exhibit 1. Example of Service Line Ownership Distinction between the Water System and Customer
Source: Exhibit 2-2 of Guidance for Developing and Maintaining a Lead Service Line Inventory (USEPA, 2022).
Table 1: Classification of Entire Service Line When Ownership is Split
System-Owned Portion | Customer-Owned Portion | Classification for Entire Service Line
Lead | Lead | Lead
Lead | Galvanized Requiring Replacement | Lead
Lead | Non-lead | Lead
Lead | Lead Status Unknown | Lead
Non-lead | Lead | Lead
Non-lead and never previously lead | Non-lead, specifically galvanized pipe material | Non-lead
Non-lead | Non-lead, material other than galvanized | Non-lead
Non-lead | Lead Status Unknown | Lead Status Unknown
Non-lead, but system is unable to demonstrate it was not previously Lead | Galvanized Requiring Replacement | Galvanized Requiring Replacement
Lead Status Unknown | Lead | Lead
Lead Status Unknown | Galvanized Requiring Replacement | Galvanized Requiring Replacement
Lead Status Unknown | Non-lead | Lead Status Unknown
Lead Status Unknown | Lead Status Unknown | Lead Status Unknown
Source: Exhibit 2-3 of Guidance for Developing and Maintaining a Service Line Inventory (USEPA, 2022).

## PWS Information
PWS Information
Purpose of this worksheet: For water systems to document basic system information.
Facility Information
Water System Name:
Town of Jay Water System
PWSID: | Population Served (number of people): | Number of Service Connections: | PWS Type:
1570384 | 1834 | 590 | CWS NTNCWS
If you are a CWS, do multi-family residences comprise at least 20% of the structures you serve? |  |  | Select "Yes" or "No"
Mailing Address
Street or P.O. Box:
PO Box 66
City or Town: |  | State: | Zip Code:
Jay |  | Florida | 32565
System Contact Person
Name: |  | Title:
Eric Seib |  | Town Manager
Telephone: |  | Email:
(850) 675-4556 |  | townmanager@townofjay.org
Person Who Prepared Inventory (if different from above)
Name: |  | Title/Affiliation:
Telephone: |  | Email:

## Inventory Methods
Inventory Methodology
PWS Name: Town of Jay Water System
PWSID: 1570384
Enter Date Last Updated: | 2024-08-07
Purpose of this worksheet: For water systems to document the methods and resources they used to develop and update their inventory.
Part 1: Historical Records Review
Type of Record | Describe the Records Reviewed for Your Inventory and Indicate Your Level of Confidence (e.g., Low, Medium, or High)
1. Previous Materials Evaluation Example: Locations of Tier 1 lead tap sampling locations that are served by a lead service line.
2. Construction Records and Plumbing Codes Examples: Local ordinance adopting an international plumbing code. Permits for replacing lead service lines.
3. Water System Records Examples: Capital improvement plans. Standard operating procedures. Engineering standards.
4. Distribution System Inspections and Records Examples: Distribution system maps. Tap cards. Service line repair/replacement records. Inspection records. Meter installation records. | Reviewed the Water System GIS map that has been updated with all the distribution waterline maintenance projects completed in the last 20 years. High level of confidence of the type and size of pipes that distribute water to our customers.
5. Additional Records Required by Your State
6. Other Records
Part 2: Identifying Service Line Material During Normal Operations
1. During which normal operating activities are you collecting information on service line material? Check all that apply.
Water meter reading | Water main repair or replacement
Water meter repair or replacement | Backflow prevention device inspection
Service line repair or replacement | Other
If "Other", please explain:
2. Did you develop or revise standard operating procedures to collect service line material information during normal operation? |  | Yes
If "Yes", please describe:
The Town of Jay conducted a one time inspection of all water meters to verify the type of pipes that were on the customer side of the meter.
Part 3: Service Line Investigations
1. Identify the service line investigation methods your system used to prepare the inventory (check all that apply). If a water system chooses an investigation method not specified by the state under 40 CFR §141.84(a)(3)(iv), state approval is required. Note that investigations are not required by the LCRR but can be used by systems to assess accuracy of historical records and gather information when service line material is unknown.
Visual Inspection at the Meter Pit | Water Quality Sampling - Other
Customer Self-Identification | Mechanical Excavation
CCTV Inspection at Curb Box - External | Vacuum Excavation
CCTV Inspection at Curb Box - Internal | Predictive Modeling
Water Quality Sampling - Targeted | Other
Water Quality Sampling - Flushed
Water Quality sampling - Sequential
If "Other", please explain:
2. If "Predictive Modeling", please briefly describe the model and inputs used:
3. How did you prioritize locations for service line materials investigations? For example, did you consider environmental justice and/or sensitive populations, did you use predictive modeling, and/or did you target areas with high number of unknowns?
We conducted a full review of all of our addresses.

## Inventory Summary
Inventory Summary
PWS Name: Town of Jay Water System
PWSID: 1570384
Enter Date Last Updated: | 2024-08-07
Purpose of this worksheet: For water systems to provide a summary of their service line inventory, including information on ownership, inventory format, and the number of service lines for each of the four required materials classifications.
Part 1. General Information
1. Is this the Initial Inventory or an Inventory Update? |  | Initial Inventory
2a. Who owns the service lines in your system? If other, please explain below. |  | Ownership is split, meaning that the system owns and portion and the customer owns a portion
The Town of Jay owns the service line to and including the water meter. The resident owns the service line from the meter to the house.
2b. Is there documentation that defines service line ownership in your system, such as a local ordinance? If yes, please describe below and explain where ownership is split (e.g., property line, curb stop). |  | No
3a. Describe when lead service lines were generally installed in your system.
3b. When were lead service lines banned in your system? Reference the state or local ordinance that banned the use of lead in your system.
January 18, 1989 with Florida Administrative Code 62-555.322.
4. Do you have lead goosenecks, pigtails or connectors in your system? |  | No
5. What is your overall level of confidence in the inventory (i.e., "Low", "Medium", or "High.") Please explain your rationale below.
Part 2. Inventory Format
Describe your inventory format in the space provided below (e.g., the Detailed Inventory worksheet, custom spreadsheet, GIS map). Provide the filename and/or web address if applicable. Note that the state may require you to submit your detailed inventory of each service line in your distribution system.
Part 3. Inventory Summary Table 1
If you are using the Detailed Inventory worksheet, the classifications you select in the Column "Entire Service Line Material Classification" (Column X) will be used to calculate the total number of service lines for each of the four material classifications below. Otherwise, enter the number of service lines in the aqua-colored cells. Remember this is the classification for the entire service line.
Service Line Material Classification | Definition |  | Total Number of Service Lines (REQUIRED to be reported under the LCRR)
Lead | Any portion of the service line is known to be made of lead.2 |  | 0
Galvanized Requiring Replacement (GRR) | The service line is not made of lead, but a portion is galvanized and the system is unable to demonstrate that the galvanized line was never downstream of a lead service line. |  | 0
Non-Lead | All portions of the service line are known NOT to be lead or GRR through an evidence-based record, method, or technique. |  | 563
Lead Status Unknown | The service line material is not known to be lead or GRR. For the entire service line or a portion of it (in cases of split ownership), there is not enough evidence to support material classification. |  | 27
TOTAL |  |  | 590
Notes
1 This summary table is for reporting material for the entire service line connecting the water main to the customer's plumbing. See the Classifying SLs worksheet for additional guidance on assigning a materials classification to the entire service line when ownership is split. Remember that systems must track the system-owned and customer-owned portions separately in their inventory.
2 A lead-lined galvanized service line is consistent with the definition of an LSL under the LCRR (“a portion of pipe that is made of lead, which connects the water main to the building inlet”) (40 CFR §141.2) and must therefore be classified in the inventory as an LSL. Do NOT, however, count non-lead service lines with a lead gooseneck or pigtail as lead service lines unless required by your state.

## Detailed Inventory
Detailed Inventory
PWS Name: Town of Jay Water System
PWSID: 1570384
Date Last Updated: |  |  |  | 2024-08-07
Purpose of this worksheet: To provide a customizable format water systems can use to track materials for each service line in their distribution system. General Instructions: Each row in this worksheet represents one service line connecting the water main to the customer's plumbing. The worksheet includes required and recommended elements; the columns with the aqua shading are required by the LCRR. Systems can customize by adding or deleting columns. Important notes for each column are in Row 12; also see the Template Instructions worksheet for detailed instructions. Note that users can freeze panes to enable them to see the headings and notes when entering data. The worksheet includes examples in rows 13 - 20 and is formatted for approximately 10,000 entries.
Location Information |  |  |  |  | System-Owned Portion | [8 empty] | Customer-Owned Portion | [7 empty] | Entire Service Line Material Classification | Other Potential Sources of Lead |  |  | Additional Information to Assign Tap Monitoring Tiering |  |  |  | Lead Service Line Replacement (LSLR)
Unique Service Line ID | Location Identifier |  | Sensitive Population? (Yes/No) | Disadvantaged Neighborhood? (Yes/No) | System-Owned Portion Service Line Material Classification | If Non-Lead in Column G, Was Material Ever Previously Lead? | Service Line Installation Date | Service Line Size | Basis of Material Classification | Was the Service Line Material Field Verified? | If "Yes" Service Line Material Was Field Verified: |  | Notes | Customer-Owned Portion Service Line Material Classification | Service Line Installation Date | Service Line Size | Basis of Material Classification | Was the Service Line Material Field Verified? | If "Yes" Service Line Material Was Field Verified: |  | Notes |  | Is there a Lead Connector? | Is there Lead Solder in the Service Line? | Describe Other Fittings and Equipment Connected to the Service Line that Contain Lead | Building Type Connected to Service Line | Point-of-Entry or Point-of-Use Treatment Present? | Does the Interior Building Plumbing Contain Copper Pipes with Lead Solder Installed Before Your State's Lead Ban (Generally 1986 - 1988)? | Current LCR Sampling Site? | Date of System-owned LSLR | Date of Customer-owned LSLR
| Street Address | Other Location Identifier | [8 empty] | Describe the Field Verification Method | Enter the Date of Field Verification | [6 empty] | Describe the Field Verification Method | Enter the Date of Field Verification
A Unique ID is recommended for each service line. | Water systems must track addresses of all service lines in their internal inventory. For the publicly accessible version, location identifiers are required for lead and galvanized requiring replacement. If the system does not use addresses for their location identifier, other options could include GPS coordinates, landmark, intersection, block, or other details to specify service line locations. |  | Select Yes if sensitive subpopulation, e.g., day care, school, multifamily home. If Yes-Other, describe in the Notes field. | Does location meet state affordability guidelines or other measures? | Dropdown list includes recommended subclassifications. If "Non-Lead Other", describe in Notes field | Select Yes, No, or Don't know. Important for determining if downstream/ customer-owned galvanized service line requires replacement | Date, year, or estimated date range when the service line was installed or replaced | Diameter in inches | Select option from drop down list. If "Other," describe in the Notes field | Select Yes or No | Select option from drop down list. If "Other," describe in the Notes field | Enter approximate date of field verification or date that the record was updated | Can use this field for documenting additional relevant information, including when classification changes. | Dropdown list includes recommended subclassifications. If non-lead other, describe in Notes field. | Date, year, or estimated date range when the service line was installed or replaced | Diameter in inches | Select option from drop down list. If "Other," describe in the Notes field | Select Yes or No | Select option from drop down list. If "Other," describe in the Notes field | Enter approximate date of field verification or date that record was updated | Can use this field for documenting additional relevant information, including when classification changes. | Dropdown list includes four required service line classifications of Lead, Non-lead, Galvanized Requiring Replacement, or Unknown | For example, lead gooseneck or pigtail where the water main is connected to the service line | Select Yes, No, or Don't Know | For example, backflow preventer or meter containing lead | Note: This information may be helpful for identifying lead tap monitoring locations.
Example 1 | 1234 Test St., City, State, Zip Code | Intersection of Test and Elm St. | No | No | Non-Lead - Plastic | Yes | 1997 | 2 | Installation date after lead ban | Yes | Visual inspection at the meter pit | 2019-05-01 |  | Non-Lead - Plastic | 2012 | 2 | Installation date after lead ban | No |  |  |  | Non-Lead | No | No |  | Single Family Residence | Yes | No | No
Example 2 | 4321 Test St., City, State, Zip Code | Intersection of Test and Main St. | No | No | Non-Lead - Plastic | No | Fall 1980 | 2 | Installation record (e.g., tap card) | Yes | Mechanical excavation at one location | 2020-09-10 |  | Galvanized | Fall 1980 | 2 | Installation record (e.g., tap card) | Yes | Mechanical excavation at one location | 2020-09-10 |  | Non-Lead | No | No |  | Single Family Residence | No | No | No
Example 3 | 16 Capital St., City, State, Zip Code |  | No | No | Non-Lead - Copper | Don't know | 1985 | 1 1/2 | Service line repair or replacement record | No |  |  |  | Galvanized | 1908 | 1 1/2 | Installation record (e.g., tap card) | No |  |  |  | Galvanized Requiring Replacement | Don't Know | Don't Know |  | Other | Unknown | Unknown | No
Example 4 | 1 Water Avenue, City, State, Zip Code |  | No | No | Unknown - Likely Lead |  | 1940's | 2 |  | No |  |  |  | Galvanized | 1940's | 2 |  | Yes | Customer self-identification | 2020-08-08 |  | Galvanized Requiring Replacement | Don't Know | Yes |  | Single Family Residence | No | Unknown | Yes
Example 5 | 67 Children's Place, City, State, Zip Code |  | Yes - Day Care | No | Unknown - Material Unknown |  | 1950-1960 | 3/4 |  | No |  |  |  | Unknown - Material Unknown | 1950-1960 | 3/4 |  | No |  |  |  | Unknown | Don't Know | Yes |  | Single Family Residence | No | Yes | No
Example 6 | 30 Price Street, City, State, Zip Code |  | No | No | Lead-lined galvanized |  | 1955 | 2 | Installation record (e.g., tap card) | Yes | CCTV investigation at curb stop - internal | 2020-08-08 |  | Lead-lined galvanized | 1955 | 2 | Installation record (e.g., tap card) | No |  |  |  | Lead | Yes | No |  | Single Family Residence | No | Yes | Yes
Example 7 | 123 System Ave., City, State, Zip Code | Building A | No | Yes | Non-Lead - Copper | Yes | 2015 | 2 | Service line repair or replacement record | No |  |  |  | Galvanized | 1950 - 1955 | 2 | Installation record (e.g., tap card) | Yes | Customer self-identification | 2020-01-15 |  | Galvanized Requiring Replacement | No | Don't Know | Backflow preventer | Single Family Residence | No | Unknown | No
Example 8 | 123 System Ave., City, State, Zip Code | Building B | No | No | Non-Lead - Copper | Don't know | 2015 | 2 | Service line repair or replacement record | No |  |  |  | Unknown - Material Unknown | 1940's | 2 |  | No |  |  |  | Unknown | No | Yes |  | Single Family Residence | No | Unknown | No
10-0010 | 3834 Hwy 4 | Jay, FL 32565 | No | No | Non-Lead - Plastic | No | 2015-2022 | 3/4 | Service line repair or replacement record | Yes | Visual inspection at the meter pit | 2024-07-15 | Survey was conducted over two weeks from July 15th to July 26th. | Non-Lead - Plastic |  | 3/4" | Field inspection only with no records | Yes | Visual inspection at the meter pit | 2024-07-15 |  | Unknown | No | No |  | Building | Unknown | Unknown | No
10-0020 | 3822 Hwy 4 | Jay, FL 32565 | No | Yes | Non-Lead - Plastic | No | 2015-2022 | 3/4 | Service line repair or replacement record | Yes | Visual inspection at the meter pit | 2024-07-15 | Survey was conducted over two weeks from July 15th to July 26th. | Galvanized |  | 3/4" | Field inspection only with no records | Yes | Visual inspection at the meter pit | 2024-07-15 |  | Unknown | No | No |  | Single Family Residence | Unknown | Unknown | No
10-0030 | 3802 Hwy 4 | Jay, FL 32565 | No | Yes | Non-Lead - Plastic | No | 2015-2022 | 3/4 | Service line repair or replacement record | Yes | Visual inspection at the meter pit | 2024-07-15 | Survey was conducted over two weeks from July 15th to July 26th. | Non-Lead - Plastic |  | 3/4" | Field inspection only with no records | Yes | Visual inspection at the meter pit | 2024-07-15 |  | Unknown | No | No |  | Single Family Residence | Unknown | Unknown | No
10-0040 | 5334 State Street | Jay, FL 32565 | No | Yes | Non-Lead - Plastic | No | 2015-2022 | 3/4 | Service line repair or replacement record | Yes | Visual inspection at the meter pit | 2024-07-15 | Survey was conducted over two weeks from July 15th to July 26th. | Non-Lead - Plastic |  | 3/4" | Field inspection only with no records | Yes | Visual inspection at the meter pit | 2024-07-15 |  | Unknown | No | No |  | Single Family Residence | Unknown | Unknown | No
10-0050 | 5343 State Street | Jay, FL 32565 | No | Yes | Non-Lead - Plastic | No | 2015-2022 | 3/4 | Service line repair or replacement record | Yes | Visual inspection at the meter pit | 2024-07-15 | Survey was conducted over two weeks from July 15th to July 26th. | Non-Lead - Plastic |  | 3/4" | Field inspection only with no records | Yes | Visual inspection at the meter pit | 2024-07-15 |  | Unknown | No | No |  | Single Family Residence | Unknown | Unknown | No
10-0060 | 5329 State Street | Jay, FL 32565 | No | Yes | Non-Lead - Plastic | No | 2015-2022 | 3/4 | Service line repair or replacement record | Yes | Visual inspection at the meter pit | 2024-07-15 | Survey was conducted over two weeks from July 15th to July 26th. | Non-Lead - Plastic |  | 3/4" | Field inspection only with no records | Yes | Visual inspection at the meter pit | 2024-07-15 |  | Unknown | No | No |  | Single Family Residence | Unknown | Unknown | No
10-0070 | 3796 Hwy 4 | Jay, FL 32565 | No | Yes | Non-Lead - Plastic | No | 2015-2022 | 3/4 | Service line repair or replacement record | Yes | Visual inspection at the meter pit | 2024-07-15 | Survey was conducted over two weeks from July 15th to July 26th. | Non-Lead - Plastic |  | 3/4" | Field inspection only with no records | Yes | Visual inspection at the meter pit | 2024-07-15 |  | Unknown | No | No |  | Single Family Residence | Unknown | Unknown | No
10-0080 | 3786 Hwy 4 | Jay, FL 32565 | No | Yes | Non-Lead - Plastic | No | 2015-2022 | 3/4 | Service line repair or replacement record | Yes | Visual inspection at the meter pit | 2024-07-15 | Survey was conducted over two weeks from July 15th to July 26th. | Non-Lead - Plastic |  | 3/4" | Field inspection only with no records | Yes | Visual inspection at the meter pit | 2024-07-15 |  | Unknown | No | No |  | Single Family Residence | Unknown | Unknown | No
10-0090 | 3778 Hwy 4 | Jay, FL 32565 | No | Yes | Non-Lead - Plastic | No | 2015-2022 | 3/4 | Service line repair or replacement record | Yes | Visual inspection at the meter pit | 2024-07-15 | Survey was conducted over two weeks from July 15th to July 26th. | Non-Lead - Plastic |  | 3/4" | Field inspection only with no records | Yes | Visual inspection at the meter pit | 2024-07-15 |  | Unknown | No | No |  | Single Family Residence | Unknown | Unknown | No
10-0100 | 3766 Hwy 4 | Jay, FL 32565 | No | Yes | Non-Lead - Plastic | No | 2015-2022 | 3/4 | Service line repair or replacement record | Yes | Visual inspection at the meter pit | 2024-07-15 | Survey was conducted over two weeks from July 15th to July 26th. | Galvanized |  | 3/4" | Field inspection only with no records | Yes | Visual inspection at the meter pit | 2024-07-15 |  | Unknown | No | No |  | Single Family Residence | Unknown | Unknown | No
10-0110 | 3758 Hwy 4 | Jay, FL 32565 | No | No | Non-Lead - Plastic | No | 2015-2022 | 3/4 | Service line repair or replacement record | Yes | Visual inspection at the meter pit | 2024-07-15 | Survey was conducted over two weeks from July 15th to July 26th. | Non-Lead - Plastic |  | 3/4" | Field inspection only with no records | Yes | Visual inspection at the meter pit | 2024-07-15 |  | Unknown | No | No |  | Single Family Residence | Unknown | Unknown | No
10-0120 | 3744 Hwy 4 | Jay, FL 32565 | No | No | Non-Lead - Plastic | No | 2015-2022 | 3/4 | Service line repair or replacement record | Yes | Visual inspection at the meter pit | 2024-07-15 | Survey was conducted over two weeks from July 15th to July 26th. | Non-Lead - Plastic |  | 3/4" | Field inspection only with no records | Yes | Visual inspection at the meter pit | 2024-07-15 |  | Unknown | No | No |  | Single Family Residence | Unknown | Unknown | No
10-0130 | 3736 Hwy 4 | Jay, FL 32565 | No | No | Non-Lead - Plastic | No | 2015-2022 | 3/4 | Service line repair or replacement record | Yes | Visual inspection at the meter pit | 2024-07-15 | Survey was conducted over two weeks from July 15th to July 26th. | Non-Lead - Plastic |  | 3/4" | Field inspection only with no records | Yes | Visual inspection at the meter pit | 2024-07-15 |  | Unknown | No | No |  | Building | Unknown | Unknown | No
10-0135 | 3750 Hwy 4 | Jay, FL 32565 | No | No | Non-Lead - Plastic | No | 2015-2022 | 3/4 | Service line repair or replacement record | Yes | Visual inspection at the meter pit | 2024-07-15 | Survey was conducted over two weeks from July 15th to July 26th. | Non-Lead - Plastic |  | 3/4" | Field inspection only with no records | Yes | Visual inspection at the meter pit | 2024-07-15 |  | Unknown | No | No |  | Building | Unknown | Unknown | No
10-0140 | 3700 Hwy 4 | Jay, FL 32565 | No | No | Non-Lead - Plastic | No | 2015-2022 | 3/4 | Service line repair or replacement record | Yes | Visual inspection at the meter pit | 2024-07-15 | Survey was conducted over two weeks from July 15th to July 26th. | Non-Lead - Plastic |  | 3/4" | Field inspection only with no records | Yes | Visual inspection at the meter pit | 2024-07-15 |  | Unknown | No | No |  | Single Family Residence | Unknown | Unknown | No
10-0160 | 3698 Hwy 4 | Jay, FL 32565 | No | Yes | Non-Lead - Plastic | No | 2015-2022 | 3/4 | Service line repair or replacement record | Yes | Visual inspection at the meter pit | 2024-07-15 | Survey was conducted over two weeks from July 15th to July 26th. | Non-Lead - Plastic |  | 3/4" | Field inspection only with no records | Yes | Visual inspection at the meter pit | 2024-07-15 |  | Unknown | No | No |  | Single Family Residence | Unknown | Unknown | No
10-0170 | 3694 Hwy 4 | Jay, FL 32565 | No | Yes | Non-Lead - Plastic | No | 2015-2022 | 3/4 | Service line repair or replacement record | Yes | Visual inspection at the meter pit | 2024-07-15 | Survey was conducted over two weeks from July 15th to July 26th. | Non-Lead - Plastic |  | 3/4" | Field inspection only with no records | Yes | Visual inspection at the meter pit | 2024-07-15 |  | Unknown | No | No |  | Single Family Residence | Unknown | Unknown | No
10-0200 | 5312 Hutto Lane | Jay, FL 32565 | No | Yes | Non-Lead - Plastic | No | 2015-2022 | 3/4 | Service line repair or replacement record | Yes | Visual inspection at the meter pit | 2024-07-15 | Survey was conducted over two weeks from July 15th to July 26th. | Non-Lead - Plastic |  | 3/4" | Field inspection only with no records | Yes | Visual inspection at the meter pit | 2024-07-15 |  | Unknown | No | No |  | Single Family Residence | Unknown | Unknown | No
10-0210 | 5321 Hutto Lane | Jay, FL 32565 | No | Yes | Non-Lead - Plastic | No | 2015-2022 | 3/4 | Service line repair or replacement record | Yes | Visual inspection at the meter pit | 2024-07-15 | Survey was conducted over two weeks from July 15th to July 26th. | Non-Lead - Plastic |  | 3/4" | Field inspection only with no records | Yes | Visual inspection at the meter pit | 2024-07-15 |  | Unknown | No | No |  | Single Family Residence | Unknown | Unknown | No
10-0220 | 5320 Hutto Lane | Jay, FL 32565 | No | Yes | Non-Lead - Plastic | No | 2015-2022 | 3/4 | Service line repair or replacement record | Yes | Visual inspection at the meter pit | 2024-07-15 | Survey was conducted over two weeks from July 15th to July 26th. | Non-Lead - Plastic |  | 3/4" | Field inspection only with no records | Yes | Visual inspection at the meter pit | 2024-07-15 |  | Unknown | No | No |  | Single Family Residence | Unknown | Unknown | No
10-0240 | 5330 Hutto Lane | Jay, FL 32565 | No | Yes | Non-Lead - Plastic | No | 2015-2022 | 3/4 | Service line repair or replacement record | Yes | Visual inspection at the meter pit | 2024-07-15 | Survey was conducted over two weeks from July 15th to July 26th. | Non-Lead - Plastic |  | 3/4" | Field inspection only with no records | Yes | Visual inspection at the meter pit | 2024-07-15 |  | Unknown | No | No |  | Single Family Residence | Unknown | Unknown | No
10-0245 | 5337 Hutto Lane | Jay, FL 32565 | No | Yes | Non-Lead - Plastic | No | 2015-2022 | 3/4 | Service line repair or replacement record | Yes | Visual inspection at the meter pit | 2024-07-15 | Survey was conducted over two weeks from July 15th to July 26th. | Non-Lead - Plastic |  | 3/4" | Field inspection only with no records | Yes | Visual inspection at the meter pit | 2024-07-15 |  | Unknown | No | No |  | Single Family Residence | Unknown | Unknown | No
10-0250 | 5338 Hutto Lane | Jay, FL 32565 | No | Yes | Non-Lead - Plastic | No | 2015-2022 | 3/4 | Service line repair or replacement record | Yes | Visual inspection at the meter pit | 2024-07-15 | Survey was conducted over two weeks from July 15th to July 26th. | Non-Lead - Plastic |  | 3/4" | Field inspection only with no records | Yes | Visual inspection at the meter pit | 2024-07-15 |  | Unknown | No | No |  | Single Family Residence | Unknown | Unknown | No
10-0260 | 5344 Hutto Lane | Jay, FL 32565 | No | Yes | Non-Lead - Plastic | No | 2015-2022 | 3/4 | Service line repair or replacement record | Yes | Visual inspection at the meter pit | 2024-07-15 | Survey was conducted over two weeks from July 15th to July 26th. | Galvanized |  | 3/4" | Field inspection only with no records | Yes | Visual inspection at the meter pit | 2024-07-15 |  | Unknown | No | No |  | Single Family Residence | Unknown | Unknown | No
10-0280 | 5345 Hutto Lane | Jay, FL 32565 | No | Yes | Non-Lead - Plastic | No | 2015-2022 | 3/4 | Service line repair or replacement record | Yes | Visual inspection at the meter pit | 2024-07-15 | Survey was conducted over two weeks from July 15th to July 26th. | Non-Lead - Plastic |  | 3/4" | Field inspection only with no records | Yes | Visual inspection at the meter pit | 2024-07-15 |  | Unknown | No | No |  | Single Family Residence | Unknown | Unknown | No
10-0290 | 5347 North Murphy Road | Jay, FL 32565 | No | No | Non-Lead - Plastic | No | 2015-2022 | 3/4 | Service line repair or replacement record | Yes | Visual inspection at the meter pit | 2024-07-15 | Survey was conducted over two weeks from July 15th to July 26th. | Non-Lead - Plastic |  | 3/4" | Field inspection only with no records | Yes | Visual inspection at the meter pit | 2024-07-15 |  | Unknown | No | No |  | Single Family Residence | Unknown | Unknown | No
10-0300 | 5354 North Murphy Road | Jay, FL 32565 | No | No | Non-Lead - Plastic | No | 2015-2022 | 3/4 | Service line repair or replacement record | Yes | Visual inspection at the meter pit | 2024-07-15 | Survey was conducted over two weeks from July 15th to July 26th. | Non-Lead - Plastic |  | 3/4" | Field inspection only with no records | Yes | Visual inspection at the meter pit | 2024-07-15 |  | Unknown | No | No |  | Single Family Residence | Unknown | Unknown | No
10-0310 | 5383 North Murphy Road | Jay, FL 32565 | No | No | Non-Lead - Plastic | No | 2015-2022 | 3/4 | Service line repair or replacement record | Yes | Visual inspection at the meter pit | 2024-07-15 | Survey was conducted over two weeks from July 15th to July 26th. | Non-Lead - Plastic |  | 3/4" | Field inspection only with no records | Yes | Visual inspection at the meter pit | 2024-07-15 |  | Unknown | No | No |  | Single Family Residence | Unknown | Unknown | No
10-0315 | 5390 North Murphy Road | Jay, FL 32565 | No | No | Non-Lead - Plastic | No | 2015-2022 | 3/4 | Service line repair or replacement record | Yes | Visual inspection at the meter pit | 2024-07-15 | Survey was conducted over two weeks from July 15th to July 26th. | Non-Lead - Plastic |  | 3/4" | Field inspection only with no records | Yes | Visual inspection at the meter pit | 2024-07-15 |  | Unknown | No | No |  | Single Family Residence | Unknown | Unknown | No
10-0320 | 5389 North Murphy Road | Jay, FL 32565 | No | No | Non-Lead - Plastic | No | 2015-2022 | 3/4 | Service line repair or replacement record | Yes | Visual inspection at the meter pit | 2024-07-15 | Survey was conducted over two weeks from July 15th to July 26th. | Non-Lead - Plastic |  | 3/4" | Field inspection only with no records | Yes | Visual inspection at the meter pit | 2024-07-15 |  | Unknown | No | No |  | Single Family Residence | Unknown | Unknown | No
10-0340 | 5415 North Murphy Road | Jay, FL 32565 | No | No | Non-Lead - Plastic | No | 2015-2022 | 3/4 | Service line repair or replacement record | Yes | Visual inspection at the meter pit | 2024-07-15 | Survey was conducted over two weeks from July 15th to July 26th. | Non-Lead - Plastic |  | 3/4" | Field inspection only with no records | Yes | Visual inspection at the meter pit | 2024-07-15 |  | Unknown | No | No |  | Single Family Residence | Unknown | Unknown | No
10-0345 | 5435 North Murphy Road | Jay, FL 32565 | No | No | Non-Lead - Plastic | No | 2015-2022 | 3/4 | Service line repair or replacement record | Yes | Visual inspection at the meter pit | 2024-07-15 | Survey was conducted over two weeks from July 15th to July 26th. | Non-Lead - Plastic |  | 3/4" | Field inspection only with no records | Yes | Visual inspection at the meter pit | 2024-07-15 |  | Unknown | No | No |  | Single Family Residence | Unknown | Unknown | No
10-0350 | 5436 North Murphy Road | Jay, FL 32565 | No | No | Non-Lead - Plastic | No | 2015-2022 | 3/4 | Service line repair or replacement record | Yes | Visual inspection at the meter pit | 2024-07-15 | Survey was conducted over two weeks from July 15th to July 26th. | Non-Lead - Plastic |  | 3/4" | Field inspection only with no records | Yes | Visual inspection at the meter pit | 2024-07-15 |  | Unknown | No | No |  | Single Family Residence | Unknown | Unknown | No
10-0360 | 5449 North Murphy Road | Jay, FL 32565 | No | No | Non-Lead - Plastic | No | 2015-2022 | 3/4 | Service line repair or replacement record | Yes | Visual inspection at the meter pit | 2024-07-15 | Survey was conducted over two weeks from July 15th to July 26th. | Non-Lead - Plastic |  | 3/4" | Field inspection only with no records | Yes | Visual inspection at the meter pit | 2024-07-15 |  | Unknown | No | No |  | Single Family Residence | Unknown | Unknown | No
10-0365 | 5487 North Murphy Road | Jay, FL 32565 | No | No | Non-Lead - Plastic | No | 2015-2022 | 3/4 | Service line repair or replacement record | Yes | Visual inspection at the meter pit | 2024-07-15 | Survey was conducted over two weeks from July 15th to July 26th. | Non-Lead - Plastic |  | 3/4" | Field inspection only with no records | Yes | Visual inspection at the meter pit | 2024-07-15 |  | Unknown | No | No |  | Single Family Residence | Unknown | Unknown | No
10-0370 | 5447 North Murphy Road | Jay, FL 32565 | No | No | Non-Lead - Plastic | No | 2015-2022 | 3/4 | Service line repair or replacement record | Yes | Visual inspection at the meter pit | 2024-07-15 | Survey was conducted over two weeks from July 15th to July 26th. | Non-Lead - Plastic |  | 3/4" | Field inspection only with no records | Yes | Visual inspection at the meter pit | 2024-07-15 |  | Unknown | No | No |  | Single Family Residence | Unknown | Unknown | No
10-0380 | 5335 North Murphy Road | Jay, FL 32565 | No | Yes | Non-Lead - Plastic | No | 2015-2022 | 3/4 | Service line repair or replacement record | Yes | Visual inspection at the meter pit | 2024-07-15 | Survey was conducted over two weeks from July 15th to July 26th. | Non-Lead - Plastic |  | 3/4" | Field inspection only with no records | Yes | Visual inspection at the meter pit | 2024-07-15 |  | Unknown | No | No |  | Single Family Residence | Unknown | Unknown | No
10-0385 | 5325 North Murphy Road | Jay, FL 32565 | No | Yes | Non-Lead - Plastic | No | 2015-2022 | 3/4 | Service line repair or replacement record | Yes | Visual inspection at the meter pit | 2024-07-15 | Survey was conducted over two weeks from July 15th to July 26th. | Non-Lead - Plastic |  | 3/4" | Field inspection only with no records | Yes | Visual inspection at the meter pit | 2024-07-15 |  | Unknown | No | No |  | Single Family Residence | Unknown | Unknown | No
10-0390 | 5285 Edeker Circle | Jay, FL 32565 | No | Yes | Non-Lead - Plastic | No | 2015-2022 | 3/4 | Service line repair or replacement record | Yes | Visual inspection at the meter pit | 2024-07-15 | Survey was conducted over two weeks from July 15th to July 26th. | Non-Lead - Plastic |  | 3/4" | Field inspection only with no records | Yes | Visual inspection at the meter pit | 2024-07-15 |  | Unknown | No | No |  | Single Family Residence | Unknown | Unknown | No
10-0410 | 5315 Edeker Circle | Jay, FL 32565 | No | Yes | Non-Lead - Plastic | No | 2015-2022 | 3/4 | Service line repair or replacement record | Yes | Visual inspection at the meter pit | 2024-07-15 | Survey was conducted over two weeks from July 15th to July 26th. | Non-Lead - Plastic |  | 3/4" | Field inspection only with no records | Yes | Visual inspection at the meter pit | 2024-07-15 |  | Unknown | No | No |  | Single Family Residence | Unknown | Unknown | No
10-0420 | 5325 Edeker Circle | Jay, FL 32565 | No | Yes | Non-Lead - Plastic | No | 2015-2022 | 3/4 | Service line repair or replacement record | Yes | Visual inspection at the meter pit | 2024-07-15 | Survey was conducted over two weeks from July 15th to July 26th. | Non-Lead - Plastic |  | 3/4" | Field inspection only with no records | Yes | Visual inspection at the meter pit | 2024-07-15 |  | Unknown | No | No |  | Single Family Residence | Unknown | Unknown | No
10-0430 | 3648 Hwy 4 | Jay, FL 32565 | No | Yes | Non-Lead - Plastic | No | 2015-2022 | 3/4 | Service line repair or replacement record | Yes | Visual inspection at the meter pit | 2024-07-15 | Survey was conducted over two weeks from July 15th to July 26th. | Non-Lead - Plastic |  | 3/4" | Field inspection only with no records | Yes | Visual inspection at the meter pit | 2024-07-15 |  | Unknown | No | No |  | Single Family Residence | Unknown | Unknown | No
10-0440 | 3634 Hwy 4 | Jay, FL 32565 | No | Yes | Non-Lead - Plastic | No | 2015-2022 | 3/4 | Service line repair or replacement record | Yes | Visual inspection at the meter pit | 2024-07-15 | Survey was conducted over two weeks from July 15th to July 26th. | Non-Lead - Plastic |  | 3/4" | Field inspection only with no records | Yes | Visual inspection at the meter pit | 2024-07-15 |  | Unknown | No | No |  | Single Family Residence | Unknown | Unknown | No
10-0460 | 3622 Hwy 4 | Jay, FL 32565 | No | Yes | Non-Lead - Plastic | No | 2015-2022 | 3/4 | Service line repair or replacement record | Yes | Visual inspection at the meter pit | 2024-07-15 | Survey was conducted over two weeks from July 15th to July 26th. | Non-Lead - Plastic |  | 3/4" | Field inspection only with no records | Yes | Visual inspection at the meter pit | 2024-07-15 |  | Unknown | No | No |  | Single Family Residence | Unknown | Unknown | No
10-0465 | 3618 Hwy 4 | Jay, FL 32565 | No | No | Non-Lead - Plastic | No | 2015-2022 | 3/4 | Service line repair or replacement record | Yes | Visual inspection at the meter pit | 2024-07-15 | Survey was conducted over two weeks from July 15th to July 26th. | Non-Lead - Plastic |  | 3/4" | Field inspection only with no records | Yes | Visual inspection at the meter pit | 2024-07-15 |  | Unknown | No | No |  | Single Family Residence | Unknown | Unknown | No
10-0470 | 3604 Hwy 4 | Jay, FL 32565 | No | No | Non-Lead - Plastic | No | 2015-2022 | 3/4 | Service line repair or replacement record | Yes | Visual inspection at the meter pit | 2024-07-15 | Survey was conducted over two weeks from July 15th to July 26th. | Non-Lead - Plastic |  | 3/4" | Field inspection only with no records | Yes | Visual inspection at the meter pit | 2024-07-15 |  | Unknown | No | No |  | Single Family Residence | Unknown | Unknown | No
10-0480 | 3598 Hwy 4 | Jay, FL 32565 | No | No | Non-Lead - Plastic | No | 2015-2022 | 3/4 | Service line repair or replacement record | Yes | Visual inspection at the meter pit | 2024-07-15 | Survey was conducted over two weeks from July 15th to July 26th. | Non-Lead - Plastic |  | 3/4" | Field inspection only with no records | Yes | Visual inspection at the meter pit | 2024-07-15 |  | Unknown | No | No |  | Single Family Residence | Unknown | Unknown | No
10-0490 | 3578 Hwy 4 | Jay, FL 32565 | No | No | Non-Lead - Plastic | No | 2015-2022 | 3/4 | Service line repair or replacement record | Yes | Visual inspection at the meter pit | 2024-07-15 | Survey was conducted over two weeks from July 15th to July 26th. | Non-Lead - Plastic |  | 3/4" | Field inspection only with no records | Yes | Visual inspection at the meter pit | 2024-07-15 |  | Unknown | No | No |  | Single Family Residence | Unknown | Unknown | No
10-0520 | 3550 Hwy 4 | Jay, FL 32565 | No | No | Non-Lead - Plastic | No | 2015-2022 | 3/4 | Service line repair or replacement record | Yes | Visual inspection at the meter pit | 2024-07-15 | Survey was conducted over two weeks from July 15th to July 26th. | Non-Lead - Plastic |  | 3/4" | Field inspection only with no records | Yes | Visual inspection at the meter pit | 2024-07-15 |  | Unknown | No | No |  | Single Family Residence | Unknown | Unknown | No
10-0530 | 5311 Wiley Scott Road | Jay, FL 32565 | No | No | Non-Lead - Plastic | No | 2015-2022 | 3/4 | Service line repair or replacement record | Yes | Visual inspection at the meter pit | 2024-07-15 | Survey was conducted over two weeks from July 15th to July 26th. | Non-Lead - Plastic |  | 3/4" | Field inspection only with no records | Yes | Visual inspection at the meter pit | 2024-07-15 |  | Unknown | No | No |  | Single Family Residence | Unknown | Unknown | No
10-0531 | 5315 Wiley Scott Road | Jay, FL 32565 | No | No | Non-Lead - Plastic | No | 2015-2022 | 3/4 | Service line repair or replacement record | Yes | Visual inspection at the meter pit | 2024-07-15 | Survey was conducted over two weeks from July 15th to July 26th. | Non-Lead - Plastic |  | 3/4" | Field inspection only with no records | Yes | Visual inspection at the meter pit | 2024-07-15 |  | Unknown | No | No |  | Single Family Residence | Unknown | Unknown | No
10-0540 | 5325 Wiley Scott Road | Jay, FL 32565 | No | No | Non-Lead - Plastic | No | 2015-2022 | 3/4 | Service line repair or replacement record | Yes | Visual inspection at the meter pit | 2024-07-15 | Survey was conducted over two weeks from July 15th to July 26th. | Non-Lead - Plastic |  | 3/4" | Field inspection only with no records | Yes | Visual inspection at the meter pit | 2024-07-15 |  | Unknown | No | No |  | Single Family Residence | Unknown | Unknown | No
10-0542 | 5353 Wiley Scott Road | Jay, FL 32565 | No | No | Non-Lead - Plastic | No | 2015-2022 | 3/4 | Service line repair or replacement record | Yes | Visual inspection at the meter pit | 2024-07-15 | Survey was conducted over two weeks from July 15th to July 26th. | Non-Lead - Plastic |  | 3/4" | Field inspection only with no records | Yes | Visual inspection at the meter pit | 2024-07-15 |  | Unknown | No | No |  | Single Family Residence | Unknown | Unknown | No
10-0545 | 5401 Wiley Scott Road | Jay, FL 32565 | No | No | Non-Lead - Plastic | No | 2015-2022 | 3/4 | Service line repair or replacement record | Yes | Visual inspection at the meter pit | 2024-07-15 | Survey was conducted over two weeks from July 15th to July 26th. | Non-Lead - Plastic |  | 3/4" | Field inspection only with no records | Yes | Visual inspection at the meter pit | 2024-07-15 |  | Unknown | No | No |  | Single Family Residence | Unknown | Unknown | No
10-0550 | 5339 Wiley Scott Road | Jay, FL 32565 | No | No | Non-Lead - Plastic | No | 2015-2022 | 3/4 | Service line repair or replacement record | Yes | Visual inspection at the meter pit | 2024-07-15 | Survey was conducted over two weeks from July 15th to July 26th. | Non-Lead - Plastic |  | 3/4" | Field inspection only with no records | Yes | Visual inspection at the meter pit | 2024-07-15 |  | Unknown | No | No |  | Single Family Residence | Unknown | Unknown | No
10-0555 | 5371 Wiley Scott Road | Jay, FL 32565 | No | No | Non-Lead - Plastic | No | 2015-2022 | 3/4 | Service line repair or replacement record | Yes | Visual inspection at the meter pit | 2024-07-15 | Survey was conducted over two weeks from July 15th to July 26th. | Non-Lead - Plastic |  | 3/4" | Field inspection only with no records | Yes | Visual inspection at the meter pit | 2024-07-15 |  | Unknown | No | No |  | Single Family Residence | Unknown | Unknown | No
10-0560 | 5336 Wiley Scott Road | Jay, FL 32565 | No | No | Non-Lead - Plastic | No | 2015-2022 | 3/4 | Service line repair or replacement record | Yes | Visual inspection at the meter pit | 2024-07-15 | Survey was conducted over two weeks from July 15th to July 26th. | Non-Lead - Plastic |  | 3/4" | Field inspection only with no records | Yes | Visual inspection at the meter pit | 2024-07-15 |  | Unknown | No | No |  | Single Family Residence | Unknown | Unknown | No
10-0570 | 5411 Terrell Lowery Road | Jay, FL 32565 | No | No | Non-Lead - Plastic | No | 2015-2022 | 3/4 | Service line repair or replacement record | Yes | Visual inspection at the meter pit | 2024-07-15 | Survey was conducted over two weeks from July 15th to July 26th. | Non-Lead - Plastic |  | 3/4" | Field inspection only with no records | Yes | Visual inspection at the meter pit | 2024-07-15 |  | Unknown | No | No |  | Single Family Residence | Unknown | Unknown | No
10-0580 | 5438 Terrell Lowrey Road | Jay, FL 32565 | No | No | Non-Lead - Plastic | No | 2015-2022 | 3/4 | Service line repair or replacement record | Yes | Visual inspection at the meter pit | 2024-07-15 | Survey was conducted over two weeks from July 15th to July 26th. | Non-Lead - Plastic |  | 3/4" | Field inspection only with no records | Yes | Visual inspection at the meter pit | 2024-07-15 |  | Unknown | No | No |  | Single Family Residence | Unknown | Unknown | No
10-0584 | 5464 Terrell Lowery Road | Jay, FL 32565 | No | No | Non-Lead - Plastic | No | 2015-2022 | 3/4 | Service line repair or replacement record | Yes | Visual inspection at the meter pit | 2024-07-15 | Survey was conducted over two weeks from July 15th to July 26th. | Non-Lead - Plastic |  | 3/4" | Field inspection only with no records | Yes | Visual inspection at the meter pit | 2024-07-15 |  | Unknown | No | No |  | Single Family Residence | Unknown | Unknown | No
10-0600 | 5584 Terrell Lowrey Road | Jay, FL 32565 | No | No | Non-Lead - Plastic | No | 2015-2022 | 3/4 | Service line repair or replacement record | Yes | Visual inspection at the meter pit | 2024-07-15 | Survey was conducted over two weeks from July 15th to July 26th. | Non-Lead - Plastic |  | 3/4" | Field inspection only with no records | Yes | Visual inspection at the meter pit | 2024-07-15 |  | Unknown | No | No |  | Single Family Residence | Unknown | Unknown | No
10-0610 | 5402 Wiley Scott Road | Jay, FL 32565 | No | No | Non-Lead - Plastic | No | 2015-2022 | 3/4 | Service line repair or replacement record | Yes | Visual inspection at the meter pit | 2024-07-15 | Survey was conducted over two weeks from July 15th to July 26th. | Non-Lead - Plastic |  | 3/4" | Field inspection only with no records | Yes | Visual inspection at the meter pit | 2024-07-15 |  | Unknown | No | No |  | Single Family Residence | Unknown | Unknown | No
10-0620 | 5433 Wiley Scott Road | Jay, FL 32565 | No | No | Non-Lead - Plastic | No | 2015-2022 | 3/4 | Service line repair or replacement record | Yes | Visual inspection at the meter pit | 2024-07-15 | Survey was conducted over two weeks from July 15th to July 26th. | Non-Lead - Plastic |  | 3/4" | Field inspection only with no records | Yes | Visual inspection at the meter pit | 2024-07-15 |  | Unknown | No | No |  | Single Family Residence | Unknown | Unknown | No
10-0630 | 5445 Wiley Scott Road | Jay, FL 32565 | No | No | Non-Lead - Plastic | No | 2015-2022 | 3/4 | Service line repair or replacement record | Yes | Visual inspection at the meter pit | 2024-07-15 | Survey was conducted over two weeks from July 15th to July 26th. | Non-Lead - Plastic |  | 3/4" | Field inspection only with no records | Yes | Visual inspection at the meter pit | 2024-07-15 |  | Unknown | No | No |  | Single Family Residence | Unknown | Unknown | No
10-0650 | 5454 Wiley Scott Road | Jay, FL 32565 | No | No | Non-Lead - Plastic | No | 2015-2022 | 3/4 | Service line repair or replacement record | Yes | Visual inspection at the meter pit | 2024-07-15 | Survey was conducted over two weeks from July 15th to July 26th. | Non-Lead - Plastic |  | 3/4" | Field inspection only with no records | Yes | Visual inspection at the meter pit | 2024-07-15 |  | Unknown | No | No |  | Single Family Residence | Unknown | Unknown | No
10-0660 | 5453 Wiley Scott Road | Jay, FL 32565 | No | No | Non-Lead - Plastic | No | 2015-2022 | 3/4 | Service line repair or replacement record | Yes | Visual inspection at the meter pit | 2024-07-15 | Survey was conducted over two weeks from July 15th to July 26th. | Non-Lead - Plastic |  | 3/4" | Field inspection only with no records | Yes | Visual inspection at the meter pit | 2024-07-15 |  | Unknown | No | No |  | Single Family Residence | Unknown | Unknown | No
10-0670 | 5459 Wiley Scott Road | Jay, FL 32565 | No | No | Non-Lead - Plastic | No | 2015-2022 | 3/4 | Service line repair or replacement record | Yes | Visual inspection at the meter pit | 2024-07-15 | Survey was conducted over two weeks from July 15th to July 26th. | Non-Lead - Plastic |  | 3/4" | Field inspection only with no records | Yes | Visual inspection at the meter pit | 2024-07-15 |  | Unknown | No | No |  | Single Family Residence | Unknown | Unknown | No
10-0680 | 5468 Wiley Scott Road | Jay, FL 32565 | No | No | Non-Lead - Plastic | No | 2015-2022 | 3/4 | Service line repair or replacement record | Yes | Visual inspection at the meter pit | 2024-07-15 | Survey was conducted over two weeks from July 15th to July 26th. | Non-Lead - Plastic |  | 3/4" | Field inspection only with no records | Yes | Visual inspection at the meter pit | 2024-07-15 |  | Unknown | No | No |  | Single Family Residence | Unknown | Unknown | No
10-0685 | 5476 Wiley Scott Road | Jay, FL 32565 | No | No | Non-Lead - Plastic | No | 2015-2022 | 3/4 | Service line repair or replacement record | Yes | Visual inspection at the meter pit | 2024-07-15 | Survey was conducted over two weeks from July 15th to July 26th. | Non-Lead - Plastic |  | 3/4" | Field inspection only with no records | Yes | Visual inspection at the meter pit | 2024-07-15 |  | Unknown | No | No |  | Single Family Residence | Unknown | Unknown | No
10-0690 | 5524 Wiley Scott Road | Jay, FL 32565 | No | No | Non-Lead - Plastic | No | 2015-2022 | 3/4 | Service line repair or replacement record | Yes | Visual inspection at the meter pit | 2024-07-15 | Survey was conducted over two weeks from July 15th to July 26th. | Non-Lead - Plastic |  | 3/4" | Field inspection only with no records | Yes | Visual inspection at the meter pit | 2024-07-15 |  | Unknown | No | No |  | Single Family Residence | Unknown | Unknown | No
10-0692 | 5563 Wiley Scott Road | Jay, FL 32565 | No | No | Non-Lead - Plastic | No | 2015-2022 | 3/4 | Service line repair or replacement record | Yes | Visual inspection at the meter pit | 2024-07-15 | Survey was conducted over two weeks from July 15th to July 26th. | Non-Lead - Plastic |  | 3/4" | Field inspection only with no records | Yes | Visual inspection at the meter pit | 2024-07-15 |  | Unknown | No | No |  | Single Family Residence | Unknown | Unknown | No
10-0693 | 5565 Wiley Scott Road | Jay, FL 32565 | No | No | Non-Lead - Plastic | No | 2015-2022 | 3/4 | Service line repair or replacement record | Yes | Visual inspection at the meter pit | 2024-07-15 | Survey was conducted over two weeks from July 15th to July 26th. | Non-Lead - Plastic |  | 3/4" | Field inspection only with no records | Yes | Visual inspection at the meter pit | 2024-07-15 |  | Unknown | No | No |  | Single Family Residence | Unknown | Unknown | No
10-0695 | 5628 Wiley Scott Road | Jay, FL 32565 | No | No | Non-Lead - Plastic | No | 2015-2022 | 3/4 | Service line repair or replacement record | Yes | Visual inspection at the meter pit | 2024-07-15 | Survey was conducted over two weeks from July 15th to July 26th. | Non-Lead - Plastic |  | 3/4" | Field inspection only with no records | Yes | Visual inspection at the meter pit | 2024-07-15 |  | Unknown | No | No |  | Single Family Residence | Unknown | Unknown | No
10-0700 | 5650 Wiley Scott Road | Jay, FL 32565 | No | No | Non-Lead - Plastic | No | 2015-2022 | 3/4 | Service line repair or replacement record | Yes | Visual inspection at the meter pit | 2024-07-15 | Survey was conducted over two weeks from July 15th to July 26th. | Non-Lead - Plastic |  | 3/4" | Field inspection only with no records | Yes | Visual inspection at the meter pit | 2024-07-15 |  | Unknown | No | No |  | Single Family Residence | Unknown | Unknown | No
10-0710 | 3496 Hwy 4 | Jay, FL 32565 | No | No | Non-Lead - Plastic | No | 2015-2022 | 3/4 | Service line repair or replacement record | Yes | Visual inspection at the meter pit | 2024-07-15 | Survey was conducted over two weeks from July 15th to July 26th. | Non-Lead - Plastic |  | 3/4" | Field inspection only with no records | Yes | Visual inspection at the meter pit | 2024-07-15 |  | Unknown | No | No |  | Single Family Residence | Unknown | Unknown | No
10-0720 | 3496 Hwy 4 - Barn | Jay, FL 32565 Barn | No | No | Non-Lead - Plastic | No | 2015-2022 | 3/4 | Service line repair or replacement record | Yes | Visual inspection at the meter pit | 2024-07-15 | Survey was conducted over two weeks from July 15th to July 26th. | Non-Lead - Plastic |  | 3/4" | Field inspection only with no records | Yes | Visual inspection at the meter pit | 2024-07-15 |  | Unknown | No | No |  | Single Family Residence | Unknown | Unknown | No
10-0730 | 3470 Hwy 4 | Jay, FL 32565 | No | No | Non-Lead - Plastic | No | 2015-2022 | 3/4 | Service line repair or replacement record | Yes | Visual inspection at the meter pit | 2024-07-15 | Survey was conducted over two weeks from July 15th to July 26th. | Non-Lead - Plastic |  | 3/4" | Field inspection only with no records | Yes | Visual inspection at the meter pit | 2024-07-15 |  | Unknown | No | No |  | Single Family Residence | Unknown | Unknown | No
10-0740 | 3462 Hwy 4 | Jay, FL 32565 | No | No | Non-Lead - Plastic | No | 2015-2022 | 3/4 | Service line repair or replacement record | Yes | Visual inspection at the meter pit | 2024-07-15 | Survey was conducted over two weeks from July 15th to July 26th. | Non-Lead - Plastic |  | 3/4" | Field inspection only with no records | Yes | Visual inspection at the meter pit | 2024-07-15 |  | Unknown | No | No |  | Single Family Residence | Unknown | Unknown | No
10-0750 | 3450 Hwy 4 | Jay, FL 32565 | No | No | Non-Lead - Plastic | No | 2015-2022 | 3/4 | Service line repair or replacement record | Yes | Visual inspection at the meter pit | 2024-07-15 | Survey was conducted over two weeks from July 15th to July 26th. | Non-Lead - Plastic |  | 3/4" | Field inspection only with no records | Yes | Visual inspection at the meter pit | 2024-07-15 |  | Unknown | No | No |  | Single Family Residence | Unknown | Unknown | No
10-0770 | 3416 Hwy 4 | Jay, FL 32565 | No | No | Non-Lead - Plastic | No | 2015-2022 | 3/4 | Service line repair or replacement record | Yes | Visual inspection at the meter pit | 2024-07-15 | Survey was conducted over two weeks from July 15th to July 26th. | Non-Lead - Plastic |  | 3/4" | Field inspection only with no records | Yes | Visual inspection at the meter pit | 2024-07-15 |  | Unknown | No | No |  | Single Family Residence | Unknown | Unknown | No
10-0775 | 3378 Hwy 4 | Jay, FL 32565 | No | No | Non-Lead - Plastic | No | 2015-2022 | 3/4 | Service line repair or replacement record | Yes | Visual inspection at the meter pit | 2024-07-15 | Survey was conducted over two weeks from July 15th to July 26th. | Non-Lead - Plastic |  | 3/4" | Field inspection only with no records | Yes | Visual inspection at the meter pit | 2024-07-15 |  | Unknown | No | No |  | Single Family Residence | Unknown | Unknown | No
10-0780 | 3399 Hwy 4 | Jay, FL 32565 | No | No | Non-Lead - Plastic | No | 2015-2022 | 3/4 | Service line repair or replacement record | Yes | Visual inspection at the meter pit | 2024-07-15 | Survey was conducted over two weeks from July 15th to July 26th. | Non-Lead - Plastic |  | 3/4" | Field inspection only with no records | Yes | Visual inspection at the meter pit | 2024-07-15 |  | Unknown | No | No |  | Single Family Residence | Unknown | Unknown | No
10-0790 | 3372 Hwy 4 | Jay, FL 32565 | No | No | Non-Lead - Plastic | No | 2015-2022 | 3/4 | Service line repair or replacement record | Yes | Visual inspection at the meter pit | 2024-07-15 | Survey was conducted over two weeks from July 15th to July 26th. | Non-Lead - Plastic |  | 3/4" | Field inspection only with no records | Yes | Visual inspection at the meter pit | 2024-07-15 |  | Unknown | No | No |  | Single Family Residence | Unknown | Unknown | No
10-0800 | 3354 Hwy 4 | Jay, FL 32565 | No | No | Non-Lead - Plastic | No | 2015-2022 | 3/4 | Service line repair or replacement record | Yes | Visual inspection at the meter pit | 2024-07-15 | Survey was conducted over two weeks from July 15th to July 26th. | Non-Lead - Plastic |  | 3/4" | Field inspection only with no records | Yes | Visual inspection at the meter pit | 2024-07-15 |  | Unknown | No | No |  | Single Family Residence | Unknown | Unknown | No
10-0810 | 3336 Hwy 4 | Jay, FL 32565 | No | No | Non-Lead - Plastic | No | 2015-2022 | 3/4 | Service line repair or replacement record | Yes | Visual inspection at the meter pit | 2024-07-15 | Survey was conducted over two weeks from July 15th to July 26th. | Non-Lead - Plastic |  | 3/4" | Field inspection only with no records | Yes | Visual inspection at the meter pit | 2024-07-15 |  | Unknown | No | No |  | Single Family Residence | Unknown | Unknown | No
10-0820 | 3318 Hwy 4 | Jay, FL 32565 | No | No | Non-Lead - Plastic | No | 2015-2022 | 3/4 | Service line repair or replacement record | Yes | Visual inspection at the meter pit | 2024-07-15 | Survey was conducted over two weeks from July 15th to July 26th. | Non-Lead - Plastic |  | 3/4" | Field inspection only with no records | Yes | Visual inspection at the meter pit | 2024-07-15 |  | Unknown | No | No |  | Single Family Residence | Unknown | Unknown | No
10-0830 | 3300 Hwy 4 | Jay, FL 32565 | No | No | Non-Lead - Plastic | No | 2015-2022 | 3/4 | Service line repair or replacement record | Yes | Visual inspection at the meter pit | 2024-07-15 | Survey was conducted over two weeks from July 15th to July 26th. | Non-Lead - Plastic |  | 3/4" | Field inspection only with no records | Yes | Visual inspection at the meter pit | 2024-07-15 |  | Unknown | No | No |  | Single Family Residence | Unknown | Unknown | No
10-0840 | 5185 Mary Marshall Street | Jay, FL 32565 | No | No | Non-Lead - Plastic | No | 2015-2022 | 3/4 | Service line repair or replacement record | Yes | Visual inspection at the meter pit | 2024-07-15 | Survey was conducted over two weeks from July 15th to July 26th. | Non-Lead - Plastic |  | 3/4" | Field inspection only with no records | Yes | Visual inspection at the meter pit | 2024-07-15 |  | Unknown | No | No |  | Single Family Residence | Unknown | Unknown | No
10-0860 | 5215 Mary Marshall Street | Jay, FL 32565 | No | No | Non-Lead - Plastic | No | 2015-2022 | 3/4 | Service line repair or replacement record | Yes | Visual inspection at the meter pit | 2024-07-15 | Survey was conducted over two weeks from July 15th to July 26th. | Non-Lead - Plastic |  | 3/4" | Field inspection only with no records | Yes | Visual inspection at the meter pit | 2024-07-15 |  | Unknown | No | No |  | Single Family Residence | Unknown | Unknown | No
10-0865 | 3290 Hwy 4 | Jay, FL 32565 | No | No | Non-Lead - Plastic | No | 2015-2022 | 3/4 | Service line repair or replacement record | Yes | Visual inspection at the meter pit | 2024-07-15 | Survey was conducted over two weeks from July 15th to July 26th. | Non-Lead - Plastic |  | 3/4" | Field inspection only with no records | Yes | Visual inspection at the meter pit | 2024-07-15 |  | Unknown | No | No |  | Single Family Residence | Unknown | Unknown | No
10-0870 | 3270 Hwy 4 | Jay, FL 32565 | No | No | Non-Lead - Plastic | No | 2015-2022 | 3/4 | Service line repair or replacement record | Yes | Visual inspection at the meter pit | 2024-07-15 | Survey was conducted over two weeks from July 15th to July 26th. | Non-Lead - Plastic |  | 3/4" | Field inspection only with no records | Yes | Visual inspection at the meter pit | 2024-07-15 |  | Unknown | No | No |  | Building | Unknown | Unknown | No
10-0880 | 5148 Oil Plant Road | Jay, FL 32565 | No | No | Non-Lead - Plastic | No | 2015-2022 | 3/4 | Service line repair or replacement record | Yes | Visual inspection at the meter pit | 2024-07-15 | Survey was conducted over two weeks from July 15th to July 26th. | Non-Lead - Plastic |  | 3/4" | Field inspection only with no records | Yes | Visual inspection at the meter pit | 2024-07-15 |  | Unknown | No | No |  | Single Family Residence | Unknown | Unknown | No
10-0890 | 5160 Oil Plant Road | Jay, FL 32565 | No | No | Non-Lead - Plastic | No | 2015-2022 | 3/4 | Service line repair or replacement record | Yes | Visual inspection at the meter pit | 2024-07-15 | Survey was conducted over two weeks from July 15th to July 26th. | Non-Lead - Plastic |  | 3/4" | Field inspection only with no records | Yes | Visual inspection at the meter pit | 2024-07-15 |  | Unknown | No | No |  | Building | Unknown | Unknown | No
10-0900 | 5178 Oil Plant Road | Jay, FL 32565 | No | No | Non-Lead - Plastic | No | 2015-2022 | 3/4 | Service line repair or replacement record | Yes | Visual inspection at the meter pit | 2024-07-15 | Survey was conducted over two weeks from July 15th to July 26th. | Non-Lead - Plastic |  | 3/4" | Field inspection only with no records | Yes | Visual inspection at the meter pit | 2024-07-15 |  | Unknown | No | No |  | Building | Unknown | Unknown | No
10-0905 | 5200 Oilplant Road | Jay, FL 32565 | No | No | Non-Lead - Plastic | No | 2015-2022 | 3/4 | Service line repair or replacement record | Yes | Visual inspection at the meter pit | 2024-07-15 | Survey was conducted over two weeks from July 15th to July 26th. | Non-Lead - Plastic |  | 3/4" | Field inspection only with no records | Yes | Visual inspection at the meter pit | 2024-07-15 |  | Unknown | No | No |  | Building | Unknown | Unknown | No
10-0910 | 5212 Oil Plant Road | Jay, FL 32565 | No | No | Non-Lead - Plastic | No | 2015-2022 | 3/4 | Service line repair or replacement record | Yes | Visual inspection at the meter pit | 2024-07-15 | Survey was conducted over two weeks from July 15th to July 26th. | Galvanized |  | 3/4" | Field inspection only with no records | Yes | Visual inspection at the meter pit | 2024-07-15 |  | Unknown | No | No |  | Single Family Residence | Unknown | Unknown | No
10-0915 | 5414 Oil Plant Road | Jay, FL 32565 | No | No | Non-Lead - Plastic | No | 2015-2022 | 3/4 | Service line repair or replacement record | Yes | Visual inspection at the meter pit | 2024-07-15 | Survey was conducted over two weeks from July 15th to July 26th. | Non-Lead - Plastic |  | 3/4" | Field inspection only with no records | Yes | Visual inspection at the meter pit | 2024-07-15 |  | Unknown | No | No |  | Building | Unknown | Unknown | No
10-0920 | 5415 Oil Plant Road | Jay, FL 32565 | No | No | Non-Lead - Plastic | No | 2015-2022 | 3/4 | Service line repair or replacement record | Yes | Visual inspection at the meter pit | 2024-07-15 | Survey was conducted over two weeks from July 15th to July 26th. | Galvanized |  | 3/4" | Field inspection only with no records | Yes | Visual inspection at the meter pit | 2024-07-15 |  | Unknown | No | No |  | Single Family Residence | Unknown | Unknown | No
10-0930 | 3250 Hwy 4 | Jay, FL 32565 | No | No | Non-Lead - Plastic | No | 2015-2022 | 3/4 | Service line repair or replacement record | Yes | Visual inspection at the meter pit | 2024-07-15 | Survey was conducted over two weeks from July 15th to July 26th. | Non-Lead - Plastic |  | 3/4" | Field inspection only with no records | Yes | Visual inspection at the meter pit | 2024-07-15 |  | Unknown | No | No |  | Single Family Residence | Unknown | Unknown | No
10-0940 | 3224 Hwy 4 | Jay, FL 32565 | No | No | Non-Lead - Plastic | No | 2015-2022 | 3/4 | Service line repair or replacement record | Yes | Visual inspection at the meter pit | 2024-07-15 | Survey was conducted over two weeks from July 15th to July 26th. | Non-Lead - Plastic |  | 3/4" | Field inspection only with no records | Yes | Visual inspection at the meter pit | 2024-07-15 |  | Unknown | No | No |  | Single Family Residence | Unknown | Unknown | No
10-0950 | 3212 Hwy 4 | Jay, FL 32565 | No | No | Non-Lead - Plastic | No | 2015-2022 | 3/4 | Service line repair or replacement record | Yes | Visual inspection at the meter pit | 2024-07-15 | Survey was conducted over two weeks from July 15th to July 26th. | Non-Lead - Plastic |  | 3/4" | Field inspection only with no records | Yes | Visual inspection at the meter pit | 2024-07-15 |  | Unknown | No | No |  | Single Family Residence | Unknown | Unknown | No
10-0970 | 5171 Oilwell Road | Jay, FL 32565 | No | No | Non-Lead - Plastic | No | 2015-2022 | 3/4 | Service line repair or replacement record | Yes | Visual inspection at the meter pit | 2024-07-15 | Survey was conducted over two weeks from July 15th to July 26th. | Non-Lead - Plastic |  | 3/4" | Field inspection only with no records | Yes | Visual inspection at the meter pit | 2024-07-15 |  | Unknown | No | No |  | Single Family Residence | Unknown | Unknown | No
10-0980 | 5200 Oilwell Road | Jay, FL 32565 | No | No | Non-Lead - Plastic | No | 2015-2022 | 3/4 | Service line repair or replacement record | Yes | Visual inspection at the meter pit | 2024-07-15 | Survey was conducted over two weeks from July 15th to July 26th. | Non-Lead - Plastic |  | 3/4" | Field inspection only with no records | Yes | Visual inspection at the meter pit | 2024-07-15 |  | Unknown | No | No |  | Single Family Residence | Unknown | Unknown | No
10-1000 | 5207 Oil Well Road | Jay, FL 32565 | No | No | Non-Lead - Plastic | No | 2015-2022 | 3/4 | Service line repair or replacement record | Yes | Visual inspection at the meter pit | 2024-07-15 | Survey was conducted over two weeks from July 15th to July 26th. | Non-Lead - Plastic |  | 3/4" | Field inspection only with no records | Yes | Visual inspection at the meter pit | 2024-07-15 |  | Unknown | No | No |  | Single Family Residence | Unknown | Unknown | No
10-1010 | 5250 Oil Well Road | Jay, FL 32565 | No | No | Non-Lead - Plastic | No | 2015-2022 | 3/4 | Service line repair or replacement record | Yes | Visual inspection at the meter pit | 2024-07-15 | Survey was conducted over two weeks from July 15th to July 26th. | Non-Lead - Plastic |  | 3/4" | Field inspection only with no records | Yes | Visual inspection at the meter pit | 2024-07-15 |  | Unknown | No | No |  | Single Family Residence | Unknown | Unknown | No
10-1020 | 5244 Oil Well Road | Jay, FL 32565 | No | No | Non-Lead - Plastic | No | 2015-2022 | 3/4 | Service line repair or replacement record | Yes | Visual inspection at the meter pit | 2024-07-15 | Survey was conducted over two weeks from July 15th to July 26th. | Non-Lead - Plastic |  | 3/4" | Field inspection only with no records | Yes | Visual inspection at the meter pit | 2024-07-15 |  | Unknown | No | No |  | Single Family Residence | Unknown | Unknown | No
10-1030 | 5256 Oil Well Road | Jay, FL 32565 | No | No | Non-Lead - Plastic | No | 2015-2022 | 3/4 | Service line repair or replacement record | Yes | Visual inspection at the meter pit | 2024-07-15 | Survey was conducted over two weeks from July 15th to July 26th. | Non-Lead - Plastic |  | 3/4" | Field inspection only with no records | Yes | Visual inspection at the meter pit | 2024-07-15 |  | Unknown | No | No |  | Single Family Residence | Unknown | Unknown | No
10-1040 | 5268 Oilwell Road | Jay, FL 32565 | No | No | Non-Lead - Plastic | No | 2015-2022 | 3/4 | Service line repair or replacement record | Yes | Visual inspection at the meter pit | 2024-07-15 | Survey was conducted over two weeks from July 15th to July 26th. | Non-Lead - Plastic |  | 3/4" | Field inspection only with no records | Yes | Visual inspection at the meter pit | 2024-07-15 |  | Unknown | No | No |  | Single Family Residence | Unknown | Unknown | No
10-1050 | 5275 Oilwell Road | Jay, FL 32565 | No | No | Non-Lead - Plastic | No | 2015-2022 | 3/4 | Service line repair or replacement record | Yes | Visual inspection at the meter pit | 2024-07-15 | Survey was conducted over two weeks from July 15th to July 26th. | Non-Lead - Plastic |  | 3/4" | Field inspection only with no records | Yes | Visual inspection at the meter pit | 2024-07-15 |  | Unknown | No | No |  | Single Family Residence | Unknown | Unknown | No
10-1055 | 5275 Oilwell Road | Jay, FL 32565 Trailer | No | No | Non-Lead - Plastic | No | 2015-2022 | 3/4 | Service line repair or replacement record | Yes | Visual inspection at the meter pit | 2024-07-15 | Survey was conducted over two weeks from July 15th to July 26th. | Non-Lead - Plastic |  | 3/4" | Field inspection only with no records | Yes | Visual inspection at the meter pit | 2024-07-15 |  | Unknown | No | No |  | Single Family Residence | Unknown | Unknown | No
10-1060 | 3170 Hwy 4 | Jay, FL 32565 | No | No | Non-Lead - Plastic | No | 2015-2022 | 3/4 | Service line repair or replacement record | Yes | Visual inspection at the meter pit | 2024-07-15 | Survey was conducted over two weeks from July 15th to July 26th. | Non-Lead - Plastic |  | 3/4" | Field inspection only with no records | Yes | Visual inspection at the meter pit | 2024-07-15 |  | Unknown | No | No |  | Single Family Residence | Unknown | Unknown | No
10-1070 | 3118 Hwy 4 | Jay, FL 32565 | No | No | Non-Lead - Plastic | No | 2015-2022 | 3/4 | Service line repair or replacement record | Yes | Visual inspection at the meter pit | 2024-07-15 | Survey was conducted over two weeks from July 15th to July 26th. | Non-Lead - Plastic |  | 3/4" | Field inspection only with no records | Yes | Visual inspection at the meter pit | 2024-07-15 |  | Unknown | No | No |  | Single Family Residence | Unknown | Unknown | No
10-1080 | 5120 Vinson Lane | Jay, FL 32565 | No | No | Non-Lead - Plastic | No | 2015-2022 | 3/4 | Service line repair or replacement record | Yes | Visual inspection at the meter pit | 2024-07-15 | Survey was conducted over two weeks from July 15th to July 26th. | Non-Lead - Plastic |  | 3/4" | Field inspection only with no records | Yes | Visual inspection at the meter pit | 2024-07-15 |  | Unknown | No | No |  | Single Family Residence | Unknown | Unknown | No
10-1085 | 5041 Vinson Lane | Jay, FL 32565 | No | No | Non-Lead - Plastic | No | 2015-2022 | 3/4 | Service line repair or replacement record | Yes | Visual inspection at the meter pit | 2024-07-15 | Survey was conducted over two weeks from July 15th to July 26th. | Non-Lead - Plastic |  | 3/4" | Field inspection only with no records | Yes | Visual inspection at the meter pit | 2024-07-15 |  | Unknown | No | No |  | Single Family Residence | Unknown | Unknown | No
10-1090 | 5110 Vinson Lane | Jay, FL 32565 | No | No | Non-Lead - Plastic | No | 2015-2022 | 3/4 | Service line repair or replacement record | Yes | Visual inspection at the meter pit | 2024-07-15 | Survey was conducted over two weeks from July 15th to July 26th. | Non-Lead - Plastic |  | 3/4" | Field inspection only with no records | Yes | Visual inspection at the meter pit | 2024-07-15 |  | Unknown | No | No |  | Single Family Residence | Unknown | Unknown | No
10-1092 | 3221 Hwy 4 | Jay, FL 32565 | No | No | Non-Lead - Plastic | No | 2015-2022 | 3/4 | Service line repair or replacement record | Yes | Visual inspection at the meter pit | 2024-07-15 | Survey was conducted over two weeks from July 15th to July 26th. | Non-Lead - Plastic |  | 3/4" | Field inspection only with no records | Yes | Visual inspection at the meter pit | 2024-07-15 |  | Unknown | No | No |  | Single Family Residence | Unknown | Unknown | No
10-1095 | 3245 Hwy 4 | Jay, FL 32565 | No | No | Non-Lead - Plastic | No | 2015-2022 | 3/4 | Service line repair or replacement record | Yes | Visual inspection at the meter pit | 2024-07-15 | Survey was conducted over two weeks from July 15th to July 26th. | Non-Lead - Plastic |  | 3/4" | Field inspection only with no records | Yes | Visual inspection at the meter pit | 2024-07-15 |  | Unknown | No | No |  | Single Family Residence | Unknown | Unknown | No
10-1100 | 3275 Hwy 4 | Jay, FL 32565 | No | No | Non-Lead - Plastic | No | 2015-2022 | 3/4 | Service line repair or replacement record | Yes | Visual inspection at the meter pit | 2024-07-15 | Survey was conducted over two weeks from July 15th to July 26th. | Non-Lead - Plastic |  | 3/4" | Field inspection only with no records | Yes | Visual inspection at the meter pit | 2024-07-15 |  | Unknown | No | No |  | Single Family Residence | Unknown | Unknown | No
10-1110 | 3401 Hwy 4 | Jay, FL 32565 | No | No | Non-Lead - Plastic | No | 2015-2022 | 3/4 | Service line repair or replacement record | Yes | Visual inspection at the meter pit | 2024-07-15 | Survey was conducted over two weeks from July 15th to July 26th. | Non-Lead - Plastic |  | 3/4" | Field inspection only with no records | Yes | Visual inspection at the meter pit | 2024-07-15 |  | Unknown | No | No |  | Building | Unknown | Unknown | No
10-1115 | 3423 Hwy 4 | Jay, FL 32565 | No | No | Non-Lead - Plastic | No | 2015-2022 | 3/4 | Service line repair or replacement record | Yes | Visual inspection at the meter pit | 2024-07-15 | Survey was conducted over two weeks from July 15th to July 26th. | Non-Lead - Plastic |  | 3/4" | Field inspection only with no records | Yes | Visual inspection at the meter pit | 2024-07-15 |  | Unknown | No | No |  | Building | Unknown | Unknown | No
10-1130 | 3417 Hwy 4 | Jay, FL 32565 | No | No | Non-Lead - Plastic | No | 2015-2022 | 3/4 | Service line repair or replacement record | Yes | Visual inspection at the meter pit | 2024-07-15 | Survey was conducted over two weeks from July 15th to July 26th. | Non-Lead - Plastic |  | 3/4" | Field inspection only with no records | Yes | Visual inspection at the meter pit | 2024-07-15 |  | Unknown | No | No |  | Building | Unknown | Unknown | No
10-1140 | 3461 Hwy 4 | Jay, FL 32565 | No | No | Non-Lead - Plastic | No | 2015-2022 | 3/4 | Service line repair or replacement record | Yes | Visual inspection at the meter pit | 2024-07-15 | Survey was conducted over two weeks from July 15th to July 26th. | Non-Lead - Plastic |  | 3/4" | Field inspection only with no records | Yes | Visual inspection at the meter pit | 2024-07-15 |  | Unknown | No | No |  | Single Family Residence | Unknown | Unknown | No
10-1145 | 3479 Hwy 4 | Jay, FL 32565 | No | No | Non-Lead - Plastic | No | 2015-2022 | 3/4 | Service line repair or replacement record | Yes | Visual inspection at the meter pit | 2024-07-15 | Survey was conducted over two weeks from July 15th to July 26th. | Non-Lead - Plastic |  | 3/4" | Field inspection only with no records | Yes | Visual inspection at the meter pit | 2024-07-15 |  | Unknown | No | No |  | Single Family Residence | Unknown | Unknown | No
10-1150 | 3487 Hwy 4 | Jay, FL 32565 | No | No | Non-Lead - Plastic | No | 2015-2022 | 3/4 | Service line repair or replacement record | Yes | Visual inspection at the meter pit | 2024-07-15 | Survey was conducted over two weeks from July 15th to July 26th. | Non-Lead - Plastic |  | 3/4" | Field inspection only with no records | Yes | Visual inspection at the meter pit | 2024-07-15 |  | Unknown | No | No |  | Single Family Residence | Unknown | Unknown | No
10-1160 | 5175 Luman Shell Road | Jay, FL 32565 | No | No | Non-Lead - Plastic | No | 2015-2022 | 3/4 | Service line repair or replacement record | Yes | Visual inspection at the meter pit | 2024-07-15 | Survey was conducted over two weeks from July 15th to July 26th. | Galvanized |  | 3/4" | Field inspection only with no records | Yes | Visual inspection at the meter pit | 2024-07-15 |  | Unknown | No | No |  | Single Family Residence | Unknown | Unknown | No
10-1170 | 5161 Luman Shell Road | Jay, FL 32565 | No | No | Non-Lead - Plastic | No | 2015-2022 | 3/4 | Service line repair or replacement record | Yes | Visual inspection at the meter pit | 2024-07-15 | Survey was conducted over two weeks from July 15th to July 26th. | Non-Lead - Plastic |  | 3/4" | Field inspection only with no records | Yes | Visual inspection at the meter pit | 2024-07-15 |  | Unknown | No | No |  | Single Family Residence | Unknown | Unknown | No
10-1180 | 5139 Luman Shell Road | Jay, FL 32565 | No | No | Non-Lead - Plastic | No | 2015-2022 | 3/4 | Service line repair or replacement record | Yes | Visual inspection at the meter pit | 2024-07-15 | Survey was conducted over two weeks from July 15th to July 26th. | Non-Lead - Plastic |  | 3/4" | Field inspection only with no records | Yes | Visual inspection at the meter pit | 2024-07-15 |  | Unknown | No | No |  | Single Family Residence | Unknown | Unknown | No
10-1190 | 5125 Luman Shell Road | Jay, FL 32565 | No | No | Non-Lead - Plastic | No | 2015-2022 | 3/4 | Service line repair or replacement record | Yes | Visual inspection at the meter pit | 2024-07-15 | Survey was conducted over two weeks from July 15th to July 26th. | Galvanized |  | 3/4" | Field inspection only with no records | Yes | Visual inspection at the meter pit | 2024-07-15 |  | Unknown | No | No |  | Single Family Residence | Unknown | Unknown | No
10-1230 | 3501 Hwy 4 | Jay, FL 32565 | No | No | Non-Lead - Plastic | No | 2015-2022 | 3/4 | Service line repair or replacement record | Yes | Visual inspection at the meter pit | 2024-07-15 | Survey was conducted over two weeks from July 15th to July 26th. | Galvanized |  | 3/4" | Field inspection only with no records | Yes | Visual inspection at the meter pit | 2024-07-15 |  | Unknown | No | No |  | Single Family Residence | Unknown | Unknown | No
20-0010 | 3525 Hwy 4 | Jay, FL 32565 | No | No | Non-Lead - Plastic | No | 2015-2022 | 3/4 | Service line repair or replacement record | Yes | Visual inspection at the meter pit | 2024-07-15 | Survey was conducted over two weeks from July 15th to July 26th. | Galvanized |  | 3/4" | Field inspection only with no records | Yes | Visual inspection at the meter pit | 2024-07-15 |  | Unknown | No | No |  | Building | Unknown | Unknown | No
20-0020 | 3523 Hwy 4 | Jay, FL 32565 | No | No | Non-Lead - Plastic | No | 2015-2022 | 3/4 | Service line repair or replacement record | Yes | Visual inspection at the meter pit | 2024-07-15 | Survey was conducted over two weeks from July 15th to July 26th. | Non-Lead - Plastic |  | 3/4" | Field inspection only with no records | Yes | Visual inspection at the meter pit | 2024-07-15 |  | Unknown | No | No |  | Single Family Residence | Unknown | Unknown | No
20-0030 | 3599 Hwy 4 | Jay, FL 32565 | No | No | Non-Lead - Plastic | No | 2015-2022 | 3/4 | Service line repair or replacement record | Yes | Visual inspection at the meter pit | 2024-07-15 | Survey was conducted over two weeks from July 15th to July 26th. | Galvanized |  | 3/4" | Field inspection only with no records | Yes | Visual inspection at the meter pit | 2024-07-15 |  | Unknown | No | No |  | Single Family Residence | Unknown | Unknown | No
20-0050 | 5231 Max Lane | Jay, FL 32565 | No | No | Non-Lead - Plastic | No | 2015-2022 | 3/4 | Service line repair or replacement record | Yes | Visual inspection at the meter pit | 2024-07-15 | Survey was conducted over two weeks from July 15th to July 26th. | Galvanized |  | 3/4" | Field inspection only with no records | Yes | Visual inspection at the meter pit | 2024-07-15 |  | Unknown | No | No |  | Single Family Residence | Unknown | Unknown | No
20-0060 | 5211 Max Lane | Jay, FL 32565 | No | No | Non-Lead - Plastic | No | 2015-2022 | 3/4 | Service line repair or replacement record | Yes | Visual inspection at the meter pit | 2024-07-15 | Survey was conducted over two weeks from July 15th to July 26th. | Galvanized |  | 3/4" | Field inspection only with no records | Yes | Visual inspection at the meter pit | 2024-07-15 |  | Unknown | No | No |  | Single Family Residence | Unknown | Unknown | No
20-0070 | 5191 Max Lane | Jay, FL 32565 | No | No | Non-Lead - Plastic | No | 2015-2022 | 3/4 | Service line repair or replacement record | Yes | Visual inspection at the meter pit | 2024-07-15 | Survey was conducted over two weeks from July 15th to July 26th. | Non-Lead - Plastic |  | 3/4" | Field inspection only with no records | Yes | Visual inspection at the meter pit | 2024-07-15 |  | Unknown | No | No |  | Single Family Residence | Unknown | Unknown | No
20-0080 | 5160 Max Lane | Jay, FL 32565 | No | No | Non-Lead - Plastic | No | 2015-2022 | 3/4 | Service line repair or replacement record | Yes | Visual inspection at the meter pit | 2024-07-15 | Survey was conducted over two weeks from July 15th to July 26th. | Non-Lead - Plastic |  | 3/4" | Field inspection only with no records | Yes | Visual inspection at the meter pit | 2024-07-15 |  | Unknown | No | No |  | Single Family Residence | Unknown | Unknown | No
20-0090 | 3621 Hwy 4 | Jay, FL 32565 | No | No | Non-Lead - Plastic | No | 2015-2022 | 3/4 | Service line repair or replacement record | Yes | Visual inspection at the meter pit | 2024-07-15 | Survey was conducted over two weeks from July 15th to July 26th. | Galvanized |  | 3/4" | Field inspection only with no records | Yes | Visual inspection at the meter pit | 2024-07-15 |  | Unknown | No | No |  | Building | Unknown | Unknown | No
20-0092 | 3643 Hwy 4 | Jay, FL 32565 | No | No | Non-Lead - Plastic | No | 2015-2022 | 3/4 | Service line repair or replacement record | Yes | Visual inspection at the meter pit | 2024-07-15 | Survey was conducted over two weeks from July 15th to July 26th. | Non-Lead - Plastic |  | 3/4" | Field inspection only with no records | Yes | Visual inspection at the meter pit | 2024-07-15 |  | Unknown | No | No |  | Single Family Residence | Unknown | Unknown | No
20-0098 | 3649 Hwy 4 | Jay, FL 32565 | No | No | Non-Lead - Plastic | No | 2015-2022 | 3/4 | Service line repair or replacement record | Yes | Visual inspection at the meter pit | 2024-07-15 | Survey was conducted over two weeks from July 15th to July 26th. | Galvanized |  | 3/4" | Field inspection only with no records | Yes | Visual inspection at the meter pit | 2024-07-15 |  | Unknown | No | No |  | Single Family Residence | Unknown | Unknown | No
20-0100 | 3655 Hwy 4 | Jay, FL 32565 | No | No | Non-Lead - Plastic | No | 2015-2022 | 3/4 | Service line repair or replacement record | Yes | Visual inspection at the meter pit | 2024-07-15 | Survey was conducted over two weeks from July 15th to July 26th. | Non-Lead - Plastic |  | 3/4" | Field inspection only with no records | Yes | Visual inspection at the meter pit | 2024-07-15 |  | Unknown | No | No |  | Single Family Residence | Unknown | Unknown | No
20-0110 | 3663 Hwy 4 | Jay, FL 32565 | No | No | Non-Lead - Plastic | No | 2015-2022 | 3/4 | Service line repair or replacement record | Yes | Visual inspection at the meter pit | 2024-07-15 | Survey was conducted over two weeks from July 15th to July 26th. | Non-Lead - Plastic |  | 3/4" | Field inspection only with no records | Yes | Visual inspection at the meter pit | 2024-07-15 |  | Unknown | No | No |  | Single Family Residence | Unknown | Unknown | No
20-0120 | 3671 Hwy 4 | Jay, FL 32565 | No | No | Non-Lead - Plastic | No | 2015-2022 | 3/4 | Service line repair or replacement record | Yes | Visual inspection at the meter pit | 2024-07-15 | Survey was conducted over two weeks from July 15th to July 26th. | Non-Lead - Plastic |  | 3/4" | Field inspection only with no records | Yes | Visual inspection at the meter pit | 2024-07-15 |  | Unknown | No | No |  | Single Family Residence | Unknown | Unknown | No
20-0130 | 3683 Hwy 4 | Jay, FL 32565 | No | No | Non-Lead - Plastic | No | 2015-2022 | 3/4 | Service line repair or replacement record | Yes | Visual inspection at the meter pit | 2024-07-15 | Survey was conducted over two weeks from July 15th to July 26th. | Non-Lead - Plastic |  | 3/4" | Field inspection only with no records | Yes | Visual inspection at the meter pit | 2024-07-15 |  | Unknown | No | No |  | Single Family Residence | Unknown | Unknown | No
20-0140 | 3695 Hwy 4 | Jay, FL 32565 | No | No | Non-Lead - Plastic | No | 2015-2022 | 3/4 | Service line repair or replacement record | Yes | Visual inspection at the meter pit | 2024-07-15 | Survey was conducted over two weeks from July 15th to July 26th. | Non-Lead - Plastic |  | 3/4" | Field inspection only with no records | Yes | Visual inspection at the meter pit | 2024-07-15 |  | Unknown | No | No |  | Building | Unknown | Unknown | No
20-0150 | 5259 Booker Lane | Jay, FL 32565 | No | No | Non-Lead - Plastic | No | 2015-2022 | 3/4 | Service line repair or replacement record | Yes | Visual inspection at the meter pit | 2024-07-15 | Survey was conducted over two weeks from July 15th to July 26th. | Non-Lead - Plastic |  | 3/4" | Field inspection only with no records | Yes | Visual inspection at the meter pit | 2024-07-15 |  | Unknown | No | No |  | Building | Unknown | Unknown | No
20-0160 | 5222 Booker Lane | Jay, FL 32565 | No | No | Non-Lead - Plastic | No | 2015-2022 | 3/4 | Service line repair or replacement record | Yes | Visual inspection at the meter pit | 2024-07-15 | Survey was conducted over two weeks from July 15th to July 26th. | Non-Lead - Plastic |  | 3/4" | Field inspection only with no records | Yes | Visual inspection at the meter pit | 2024-07-15 |  | Unknown | No | No |  | Single Family Residence | Unknown | Unknown | No
20-0162 | 3689 Higdon Drive | Jay, FL 32565 | No | No | Non-Lead - Plastic | No | 2015-2022 | 3/4 | Service line repair or replacement record | Yes | Visual inspection at the meter pit | 2024-07-15 | Survey was conducted over two weeks from July 15th to July 26th. | Non-Lead - Plastic |  | 3/4" | Field inspection only with no records | Yes | Visual inspection at the meter pit | 2024-07-15 |  | Unknown | No | No |  | Single Family Residence | Unknown | Unknown | No
20-0165 | 3609 Higdon Drive | Jay, FL 32565 | No | No | Non-Lead - Plastic | No | 2015-2022 | 3/4 | Service line repair or replacement record | Yes | Visual inspection at the meter pit | 2024-07-15 | Survey was conducted over two weeks from July 15th to July 26th. | Non-Lead - Plastic |  | 3/4" | Field inspection only with no records | Yes | Visual inspection at the meter pit | 2024-07-15 |  | Unknown | No | No |  | Building | Unknown | Unknown | No
20-0170 | 5061 Booker Lane | Jay, FL 32565 | No | No | Non-Lead - Plastic | No | 2015-2022 | 3/4 | Service line repair or replacement record | Yes | Visual inspection at the meter pit | 2024-07-15 | Survey was conducted over two weeks from July 15th to July 26th. | Galvanized |  | 3/4" | Field inspection only with no records | Yes | Visual inspection at the meter pit | 2024-07-15 |  | Unknown | No | No |  | Single Family Residence | Unknown | Unknown | No
20-0180 | 5017 Booker Lane | Jay, FL 32565 Grain elevator | No | No | Non-Lead - Plastic | No | 2015-2022 | 3/4 | Service line repair or replacement record | Yes | Visual inspection at the meter pit | 2024-07-15 | Survey was conducted over two weeks from July 15th to July 26th. | Non-Lead - Plastic |  | 3/4" | Field inspection only with no records | Yes | Visual inspection at the meter pit | 2024-07-15 |  | Unknown | No | No |  | Building | Unknown | Unknown | No
20-0190 | 5091 Booker Lane | Jay, FL 32565 | No | No | Non-Lead - Plastic | No | 2015-2022 | 3/4 | Service line repair or replacement record | Yes | Visual inspection at the meter pit | 2024-07-15 | Survey was conducted over two weeks from July 15th to July 26th. | Non-Lead - Plastic |  | 3/4" | Field inspection only with no records | Yes | Visual inspection at the meter pit | 2024-07-15 |  | Unknown | No | No |  | Building | Unknown | Unknown | No
20-0200 | 5278 Booker Lane | Jay, FL 32565 | No | No | Non-Lead - Plastic | No | 2015-2022 | 3/4 | Service line repair or replacement record | Yes | Visual inspection at the meter pit | 2024-07-15 | Survey was conducted over two weeks from July 15th to July 26th. | Galvanized |  | 3/4" | Field inspection only with no records | Yes | Visual inspection at the meter pit | 2024-07-15 |  | Unknown | No | No |  | Building | Unknown | Unknown | No
20-0210 | 3719 Hwy 4 | Jay, FL 32565 | No | No | Non-Lead - Plastic | No | 2015-2022 | 3/4 | Service line repair or replacement record | Yes | Visual inspection at the meter pit | 2024-07-15 | Survey was conducted over two weeks from July 15th to July 26th. | Non-Lead - Plastic |  | 3/4" | Field inspection only with no records | Yes | Visual inspection at the meter pit | 2024-07-15 |  | Unknown | No | No |  | Building | Unknown | Unknown | No
20-0220 | 3739 Hwy 4 | Jay, FL 32565 | No | No | Non-Lead - Plastic | No | 2015-2022 | 3/4 | Service line repair or replacement record | Yes | Visual inspection at the meter pit | 2024-07-15 | Survey was conducted over two weeks from July 15th to July 26th. | Non-Lead - Plastic |  | 3/4" | Field inspection only with no records | Yes | Visual inspection at the meter pit | 2024-07-15 |  | Unknown | No | No |  | Building | Unknown | Unknown | No
20-0230 | 3749 Hwy 4 | Jay, FL 32565 | Yes - Day Care | No | Non-Lead - Plastic | No | 2015-2022 | 3/4 | Service line repair or replacement record | Yes | Visual inspection at the meter pit | 2024-07-15 | Survey was conducted over two weeks from July 15th to July 26th. | Non-Lead - Plastic |  | 3/4" | Field inspection only with no records | Yes | Visual inspection at the meter pit | 2024-07-15 |  | Unknown | No | No |  | Building | Unknown | Unknown | No
20-0240 | 3767 Hwy 4 | Jay, FL 32565 | No | No | Non-Lead - Plastic | No | 2015-2022 | 3/4 | Service line repair or replacement record | Yes | Visual inspection at the meter pit | 2024-07-15 | Survey was conducted over two weeks from July 15th to July 26th. | Non-Lead - Plastic |  | 3/4" | Field inspection only with no records | Yes | Visual inspection at the meter pit | 2024-07-15 |  | Unknown | No | No |  | Single Family Residence | Unknown | Unknown | No
20-0250 | 3781 Hwy 4 | Jay, FL 32565 | No | No | Non-Lead - Plastic | No | 2015-2022 | 3/4 | Service line repair or replacement record | Yes | Visual inspection at the meter pit | 2024-07-15 | Survey was conducted over two weeks from July 15th to July 26th. | Non-Lead - Plastic |  | 3/4" | Field inspection only with no records | Yes | Visual inspection at the meter pit | 2024-07-15 |  | Unknown | No | No |  | Single Family Residence | Unknown | Unknown | No
20-0260 | 3787 Hwy 4 | Jay, FL 32565 | No | No | Non-Lead - Plastic | No | 2015-2022 | 3/4 | Service line repair or replacement record | Yes | Visual inspection at the meter pit | 2024-07-15 | Survey was conducted over two weeks from July 15th to July 26th. | Non-Lead - Plastic |  | 3/4" | Field inspection only with no records | Yes | Visual inspection at the meter pit | 2024-07-15 |  | Unknown | No | No |  | Single Family Residence | Unknown | Unknown | No
20-0270 | 3793 Hwy 4 | Jay, FL 32565 | No | No | Non-Lead - Plastic | No | 2015-2022 | 3/4 | Service line repair or replacement record | Yes | Visual inspection at the meter pit | 2024-07-15 | Survey was conducted over two weeks from July 15th to July 26th. | Non-Lead - Plastic |  | 3/4" | Field inspection only with no records | Yes | Visual inspection at the meter pit | 2024-07-15 |  | Unknown | No | No |  | Building | Unknown | Unknown | No
20-0280 | 3803 Hwy 4 | Jay, FL 32565 | No | No | Non-Lead - Plastic | No | 2015-2022 | 3/4 | Service line repair or replacement record | Yes | Visual inspection at the meter pit | 2024-07-15 | Survey was conducted over two weeks from July 15th to July 26th. | Non-Lead - Plastic |  | 3/4" | Field inspection only with no records | Yes | Visual inspection at the meter pit | 2024-07-15 |  | Unknown | No | No |  | Single Family Residence | Unknown | Unknown | No
20-0290 | 3825 Hwy 4 | Jay, FL 32565 | No | No | Non-Lead - Plastic | No | 2015-2022 | 3/4 | Service line repair or replacement record | Yes | Visual inspection at the meter pit | 2024-07-15 | Survey was conducted over two weeks from July 15th to July 26th. | Non-Lead - Plastic |  | 3/4" | Field inspection only with no records | Yes | Visual inspection at the meter pit | 2024-07-15 |  | Unknown | No | No |  | Building | Unknown | Unknown | No
20-0300 | 3815 Hwy 4 | Jay, FL 32565 | No | No | Non-Lead - Plastic | No | 2015-2022 | 3/4 | Service line repair or replacement record | Yes | Visual inspection at the meter pit | 2024-07-15 | Survey was conducted over two weeks from July 15th to July 26th. | Non-Lead - Plastic |  | 3/4" | Field inspection only with no records | Yes | Visual inspection at the meter pit | 2024-07-15 |  | Unknown | No | No |  | Building | Unknown | Unknown | No
20-0310 | 3831 Hwy 4 | Jay, FL 32565 | No | No | Non-Lead - Plastic | No | 2015-2022 | 3/4 | Service line repair or replacement record | Yes | Visual inspection at the meter pit | 2024-07-15 | Survey was conducted over two weeks from July 15th to July 26th. | Non-Lead - Plastic |  | 3/4" | Field inspection only with no records | Yes | Visual inspection at the meter pit | 2024-07-15 |  | Unknown | No | No |  | Single Family Residence | Unknown | Unknown | No
20-0315 | 3831 Hwy 4 | Jay, FL 32565 | No | No | Non-Lead - Plastic | No | 2015-2022 | 3/4 | Service line repair or replacement record | Yes | Visual inspection at the meter pit | 2024-07-15 | Survey was conducted over two weeks from July 15th to July 26th. | Non-Lead - Plastic |  | 3/4" | Field inspection only with no records | Yes | Visual inspection at the meter pit | 2024-07-15 |  | Unknown | No | No |  | Building | Unknown | Unknown | No
20-0330 | 3842 Hwy 4 | Jay, FL 32565 | No | No | Non-Lead - Plastic | No | 2015-2022 | 3/4 | Service line repair or replacement record | Yes | Visual inspection at the meter pit | 2024-07-15 | Survey was conducted over two weeks from July 15th to July 26th. | Galvanized |  | 3/4" | Field inspection only with no records | Yes | Visual inspection at the meter pit | 2024-07-15 |  | Unknown | No | No |  | Building | Unknown | Unknown | No
20-0350 | 3848 Hwy 4 | Jay, FL 32565 | No | No | Non-Lead - Plastic | No | 2015-2022 | 3/4 | Service line repair or replacement record | Yes | Visual inspection at the meter pit | 2024-07-15 | Survey was conducted over two weeks from July 15th to July 26th. | Non-Lead - Plastic |  | 3/4" | Field inspection only with no records | Yes | Visual inspection at the meter pit | 2024-07-15 |  | Unknown | No | No |  | Single Family Residence | Unknown | Unknown | No
20-0360 | 3866 Hwy 4 | Jay, FL 32565 | No | No | Non-Lead - Plastic | No | 2015-2022 | 3/4 | Service line repair or replacement record | Yes | Visual inspection at the meter pit | 2024-07-15 | Survey was conducted over two weeks from July 15th to July 26th. | Non-Lead - Plastic |  | 3/4" | Field inspection only with no records | Yes | Visual inspection at the meter pit | 2024-07-15 |  | Unknown | No | No |  | Single Family Residence | Unknown | Unknown | No
20-0370 | 5311 Scott Street | Jay, FL 32565 | No | Yes | Non-Lead - Plastic | No | 2015-2022 | 3/4 | Service line repair or replacement record | Yes | Visual inspection at the meter pit | 2024-07-15 | Survey was conducted over two weeks from July 15th to July 26th. | Non-Lead - Plastic |  | 3/4" | Field inspection only with no records | Yes | Visual inspection at the meter pit | 2024-07-15 |  | Unknown | No | No |  | Single Family Residence | Unknown | Unknown | No
20-0380 | 5317 Scott Street | Jay, FL 32565 | No | Yes | Non-Lead - Plastic | No | 2015-2022 | 3/4 | Service line repair or replacement record | Yes | Visual inspection at the meter pit | 2024-07-15 | Survey was conducted over two weeks from July 15th to July 26th. | Non-Lead - Plastic |  | 3/4" | Field inspection only with no records | Yes | Visual inspection at the meter pit | 2024-07-15 |  | Unknown | No | No |  | Single Family Residence | Unknown | Unknown | No
20-0390 | 5339 Scott Street | Jay, FL 32565 | No | Yes | Non-Lead - Plastic | No | 2015-2022 | 3/4 | Service line repair or replacement record | Yes | Visual inspection at the meter pit | 2024-07-15 | Survey was conducted over two weeks from July 15th to July 26th. | Non-Lead - Plastic |  | 3/4" | Field inspection only with no records | Yes | Visual inspection at the meter pit | 2024-07-15 |  | Unknown | No | No |  | Single Family Residence | Unknown | Unknown | No
20-0400 | 5338 Scott Street | Jay, FL 32565 | No | Yes | Non-Lead - Plastic | No | 2015-2022 | 3/4 | Service line repair or replacement record | Yes | Visual inspection at the meter pit | 2024-07-15 | Survey was conducted over two weeks from July 15th to July 26th. | Non-Lead - Plastic |  | 3/4" | Field inspection only with no records | Yes | Visual inspection at the meter pit | 2024-07-15 |  | Unknown | No | No |  | Single Family Residence | Unknown | Unknown | No
20-0410 | 5326 Scott Street | Jay, FL 32565 | No | Yes | Non-Lead - Plastic | No | 2015-2022 | 3/4 | Service line repair or replacement record | Yes | Visual inspection at the meter pit | 2024-07-15 | Survey was conducted over two weeks from July 15th to July 26th. | Non-Lead - Plastic |  | 3/4" | Field inspection only with no records | Yes | Visual inspection at the meter pit | 2024-07-15 |  | Unknown | No | No |  | Single Family Residence | Unknown | Unknown | No
20-0420 | 5312 Scott Street | Jay, FL 32565 | No | Yes | Non-Lead - Plastic | No | 2015-2022 | 3/4 | Service line repair or replacement record | Yes | Visual inspection at the meter pit | 2024-07-15 | Survey was conducted over two weeks from July 15th to July 26th. | Non-Lead - Plastic |  | 3/4" | Field inspection only with no records | Yes | Visual inspection at the meter pit | 2024-07-15 |  | Unknown | No | No |  | Single Family Residence | Unknown | Unknown | No
20-0430 | 3877 Hwy 4 | Jay, FL 32565 | No | No | Non-Lead - Plastic | No | 2015-2022 | 3/4 | Service line repair or replacement record | Yes | Visual inspection at the meter pit | 2024-07-15 | Survey was conducted over two weeks from July 15th to July 26th. | Non-Lead - Plastic |  | 3/4" | Field inspection only with no records | Yes | Visual inspection at the meter pit | 2024-07-15 |  | Unknown | No | No |  | Building | Unknown | Unknown | No
20-0435 | 3872 Hwy 4 | Jay, FL 32565 | No | No | Non-Lead - Plastic | No | 2015-2022 | 3/4 | Service line repair or replacement record | Yes | Visual inspection at the meter pit | 2024-07-15 | Survey was conducted over two weeks from July 15th to July 26th. | Non-Lead - Plastic |  | 3/4" | Field inspection only with no records | Yes | Visual inspection at the meter pit | 2024-07-15 |  | Unknown | No | No |  | Single Family Residence | Unknown | Unknown | No
20-0441 | 3878 Hwy 4 | Jay, FL 32565 | No | No | Non-Lead - Plastic | No | 2015-2022 | 3/4 | Service line repair or replacement record | Yes | Visual inspection at the meter pit | 2024-07-15 | Survey was conducted over two weeks from July 15th to July 26th. | Non-Lead - Plastic |  | 3/4" | Field inspection only with no records | Yes | Visual inspection at the meter pit | 2024-07-15 |  | Unknown | No | No |  | Single Family Residence | Unknown | Unknown | No
20-0443 | 3882 Hwy 4 | Jay, FL 32565 | No | No | Non-Lead - Plastic | No | 2015-2022 | 3/4 | Service line repair or replacement record | Yes | Visual inspection at the meter pit | 2024-07-15 | Survey was conducted over two weeks from July 15th to July 26th. | Non-Lead - Plastic |  | 3/4" | Field inspection only with no records | Yes | Visual inspection at the meter pit | 2024-07-15 |  | Unknown | No | No |  | Single Family Residence | Unknown | Unknown | No
20-0450 | 3894 Hwy 4 | Jay, FL 32565 | No | No | Non-Lead - Plastic | No | 2015-2022 | 3/4 | Service line repair or replacement record | Yes | Visual inspection at the meter pit | 2024-07-15 | Survey was conducted over two weeks from July 15th to July 26th. | Non-Lead - Plastic |  | 3/4" | Field inspection only with no records | Yes | Visual inspection at the meter pit | 2024-07-15 |  | Unknown | No | No |  | Single Family Residence | Unknown | Unknown | No
20-0460 | 3890 Hwy 4 | Jay, FL 32565 | No | No | Non-Lead - Plastic | No | 2015-2022 | 3/4 | Service line repair or replacement record | Yes | Visual inspection at the meter pit | 2024-07-15 | Survey was conducted over two weeks from July 15th to July 26th. | Non-Lead - Plastic |  | 3/4" | Field inspection only with no records | Yes | Visual inspection at the meter pit | 2024-07-15 |  | Unknown | No | No |  | Building | Unknown | Unknown | No
20-0470 | 3930 Hwy 4 | Jay, FL 32565 | No | No | Non-Lead - Plastic | No | 2015-2022 | 3/4 | Service line repair or replacement record | Yes | Visual inspection at the meter pit | 2024-07-15 | Survey was conducted over two weeks from July 15th to July 26th. | Non-Lead - Plastic |  | 3/4" | Field inspection only with no records | Yes | Visual inspection at the meter pit | 2024-07-15 |  | Unknown | No | No |  | Building | Unknown | Unknown | No
20-0475 | 3946 Hwy 4 | Jay, FL 32565 | No | No | Non-Lead - Plastic | No | 2015-2022 | 3/4 | Service line repair or replacement record | Yes | Visual inspection at the meter pit | 2024-07-15 | Survey was conducted over two weeks from July 15th to July 26th. | Non-Lead - Plastic |  | 3/4" | Field inspection only with no records | Yes | Visual inspection at the meter pit | 2024-07-15 |  | Unknown | No | No |  | Building | Unknown | Unknown | No
20-0480 | 3968 Hwy 4 | Jay, FL 32565 | No | No | Non-Lead - Plastic | No | 2015-2022 | 3/4 | Service line repair or replacement record | Yes | Visual inspection at the meter pit | 2024-07-15 | Survey was conducted over two weeks from July 15th to July 26th. | Non-Lead - Plastic |  | 3/4" | Field inspection only with no records | Yes | Visual inspection at the meter pit | 2024-07-15 |  | Unknown | No | No |  | Building | Unknown | Unknown | No
20-0490 | 3984 Hwy 4 | Jay, FL 32565 | No | No | Non-Lead - Plastic | No | 2015-2022 | 3/4 | Service line repair or replacement record | Yes | Visual inspection at the meter pit | 2024-07-15 | Survey was conducted over two weeks from July 15th to July 26th. | Non-Lead - Plastic |  | 3/4" | Field inspection only with no records | Yes | Visual inspection at the meter pit | 2024-07-15 |  | Unknown | No | No |  | Building | Unknown | Unknown | No
20-0500 | 3992 Hwy 4 | Jay, FL 32565 | No | No | Non-Lead - Plastic | No | 2015-2022 | 3/4 | Service line repair or replacement record | Yes | Visual inspection at the meter pit | 2024-07-15 | Survey was conducted over two weeks from July 15th to July 26th. | Non-Lead - Plastic |  | 3/4" | Field inspection only with no records | Yes | Visual inspection at the meter pit | 2024-07-15 |  | Unknown | No | No |  | Building | Unknown | Unknown | No
20-0510 | 3927 Hwy 4 | Jay, FL 32565 | No | No | Non-Lead - Plastic | No | 2015-2022 | 3/4 | Service line repair or replacement record | Yes | Visual inspection at the meter pit | 2024-07-15 | Survey was conducted over two weeks from July 15th to July 26th. | Non-Lead - Plastic |  | 3/4" | Field inspection only with no records | Yes | Visual inspection at the meter pit | 2024-07-15 |  | Unknown | No | No |  | Building | Unknown | Unknown | No
20-0520 | 3941 Hwy 4 | Jay, FL 32565 | No | No | Non-Lead - Plastic | No | 2015-2022 | 3/4 | Service line repair or replacement record | Yes | Visual inspection at the meter pit | 2024-07-15 | Survey was conducted over two weeks from July 15th to July 26th. | Non-Lead - Plastic |  | 3/4" | Field inspection only with no records | Yes | Visual inspection at the meter pit | 2024-07-15 |  | Unknown | No | No |  | Single Family Residence | Unknown | Unknown | No
20-0530 | 3949 Hwy 4 | Jay, FL 32565 | No | No | Non-Lead - Plastic | No | 2015-2022 | 3/4 | Service line repair or replacement record | Yes | Visual inspection at the meter pit | 2024-07-15 | Survey was conducted over two weeks from July 15th to July 26th. | Non-Lead - Plastic |  | 3/4" | Field inspection only with no records | Yes | Visual inspection at the meter pit | 2024-07-15 |  | Unknown | No | No |  | Single Family Residence | Unknown | Unknown | No
20-0540 | 5280 Pine Street | Jay, FL 32565 | No | No | Non-Lead - Plastic | No | 2015-2022 | 3/4 | Service line repair or replacement record | Yes | Visual inspection at the meter pit | 2024-07-15 | Survey was conducted over two weeks from July 15th to July 26th. | Non-Lead - Plastic |  | 3/4" | Field inspection only with no records | Yes | Visual inspection at the meter pit | 2024-07-15 |  | Unknown | No | No |  | Single Family Residence | Unknown | Unknown | No
20-0550 | 3955 Hwy 4 | Jay, FL 32565 | No | No | Non-Lead - Plastic | No | 2015-2022 | 3/4 | Service line repair or replacement record | Yes | Visual inspection at the meter pit | 2024-07-15 | Survey was conducted over two weeks from July 15th to July 26th. | Non-Lead - Plastic |  | 3/4" | Field inspection only with no records | Yes | Visual inspection at the meter pit | 2024-07-15 |  | Unknown | No | No |  | Single Family Residence | Unknown | Unknown | No
20-0560 | 3971 Hwy 4 | Jay, FL 32565 | No | No | Non-Lead - Plastic | No | 2015-2022 | 3/4 | Service line repair or replacement record | Yes | Visual inspection at the meter pit | 2024-07-15 | Survey was conducted over two weeks from July 15th to July 26th. | Non-Lead - Plastic |  | 3/4" | Field inspection only with no records | Yes | Visual inspection at the meter pit | 2024-07-15 |  | Unknown | No | No |  | Single Family Residence | Unknown | Unknown | No
20-0570 | 3983 Hwy 4 | Jay, FL 32565 | No | No | Non-Lead - Plastic | No | 2015-2022 | 3/4 | Service line repair or replacement record | Yes | Visual inspection at the meter pit | 2024-07-15 | Survey was conducted over two weeks from July 15th to July 26th. | Non-Lead - Plastic |  | 3/4" | Field inspection only with no records | Yes | Visual inspection at the meter pit | 2024-07-15 |  | Unknown | No | No |  | Single Family Residence | Unknown | Unknown | No
20-0580 | 3995 Hwy 4 | Jay, FL 32565 | No | No | Non-Lead - Plastic | No | 2015-2022 | 3/4 | Service line repair or replacement record | Yes | Visual inspection at the meter pit | 2024-07-15 | Survey was conducted over two weeks from July 15th to July 26th. | Non-Lead - Plastic |  | 3/4" | Field inspection only with no records | Yes | Visual inspection at the meter pit | 2024-07-15 |  | Unknown | No | No |  | Building | Unknown | Unknown | No
20-0590 | 5280 Cherry Street | Jay, FL 32565 | No | Yes | Non-Lead - Plastic | No | 2015-2022 | 3/4 | Service line repair or replacement record | Yes | Visual inspection at the meter pit | 2024-07-15 | Survey was conducted over two weeks from July 15th to July 26th. | Galvanized |  | 3/4" | Field inspection only with no records | Yes | Visual inspection at the meter pit | 2024-07-15 |  | Unknown | No | No |  | Building | Unknown | Unknown | No
20-0600 | 5274 Cherry Street | Jay, FL 32565 | No | Yes | Non-Lead - Plastic | No | 2015-2022 | 3/4 | Service line repair or replacement record | Yes | Visual inspection at the meter pit | 2024-07-15 | Survey was conducted over two weeks from July 15th to July 26th. | Non-Lead - Plastic |  | 3/4" | Field inspection only with no records | Yes | Visual inspection at the meter pit | 2024-07-15 |  | Unknown | No | No |  | Single Family Residence | Unknown | Unknown | No
20-0610 | 5268 Cherry Street | Jay, FL 32565 | No | Yes | Non-Lead - Plastic | No | 2015-2022 | 3/4 | Service line repair or replacement record | Yes | Visual inspection at the meter pit | 2024-07-15 | Survey was conducted over two weeks from July 15th to July 26th. | Non-Lead - Plastic |  | 3/4" | Field inspection only with no records | Yes | Visual inspection at the meter pit | 2024-07-15 |  | Unknown | No | No |  | Single Family Residence | Unknown | Unknown | No
20-0613 | 3998 Harrison Avenue | Jay, FL 32565 | No | Yes | Non-Lead - Plastic | No | 2015-2022 | 3/4 | Service line repair or replacement record | Yes | Visual inspection at the meter pit | 2024-07-15 | Survey was conducted over two weeks from July 15th to July 26th. | Non-Lead - Plastic |  | 3/4" | Field inspection only with no records | Yes | Visual inspection at the meter pit | 2024-07-15 |  | Unknown | No | No |  | Single Family Residence | Unknown | Unknown | No
20-0615 | 3985 Harrison Avenue | Jay, FL 32565 | No | Yes | Non-Lead - Plastic | No | 2015-2022 | 3/4 | Service line repair or replacement record | Yes | Visual inspection at the meter pit | 2024-07-15 | Survey was conducted over two weeks from July 15th to July 26th. | Non-Lead - Plastic |  | 3/4" | Field inspection only with no records | Yes | Visual inspection at the meter pit | 2024-07-15 |  | Unknown | No | No |  | Single Family Residence | Unknown | Unknown | No
20-0620 | 3991 Harrison Avenue | Jay, FL 32565 | No | Yes | Non-Lead - Plastic | No | 2015-2022 | 3/4 | Service line repair or replacement record | Yes | Visual inspection at the meter pit | 2024-07-15 | Survey was conducted over two weeks from July 15th to July 26th. | Non-Lead - Plastic |  | 3/4" | Field inspection only with no records | Yes | Visual inspection at the meter pit | 2024-07-15 |  | Unknown | No | No |  | Single Family Residence | Unknown | Unknown | No
20-0640 | 4001 Harrison Avenue | Jay, FL 32565 | No | Yes | Non-Lead - Plastic | No | 2015-2022 | 3/4 | Service line repair or replacement record | Yes | Visual inspection at the meter pit | 2024-07-15 | Survey was conducted over two weeks from July 15th to July 26th. | Non-Lead - Plastic |  | 3/4" | Field inspection only with no records | Yes | Visual inspection at the meter pit | 2024-07-15 |  | Unknown | No | No |  | Single Family Residence | Unknown | Unknown | No
20-0650 | 4005 Harrison Avenue | Jay, FL 32565 | No | Yes | Non-Lead - Plastic | No | 2015-2022 | 3/4 | Service line repair or replacement record | Yes | Visual inspection at the meter pit | 2024-07-15 | Survey was conducted over two weeks from July 15th to July 26th. | Non-Lead - Plastic |  | 3/4" | Field inspection only with no records | Yes | Visual inspection at the meter pit | 2024-07-15 |  | Unknown | No | No |  | Single Family Residence | Unknown | Unknown | No
20-0660 | 5275 Magnolia Street | Jay, FL 32565 | No | Yes | Non-Lead - Plastic | No | 2015-2022 | 3/4 | Service line repair or replacement record | Yes | Visual inspection at the meter pit | 2024-07-15 | Survey was conducted over two weeks from July 15th to July 26th. | Non-Lead - Plastic |  | 3/4" | Field inspection only with no records | Yes | Visual inspection at the meter pit | 2024-07-15 |  | Unknown | No | No |  | Single Family Residence | Unknown | Unknown | No
20-0665 | 5286 Magnolia Street | Jay, FL 32565 | No | Yes | Non-Lead - Plastic | No | 2015-2022 | 3/4 | Service line repair or replacement record | Yes | Visual inspection at the meter pit | 2024-07-15 | Survey was conducted over two weeks from July 15th to July 26th. | Non-Lead - Plastic |  | 3/4" | Field inspection only with no records | Yes | Visual inspection at the meter pit | 2024-07-15 |  | Unknown | No | No |  | Single Family Residence | Unknown | Unknown | No
20-0670 | 5289 Magnolia Street | Jay, FL 32565 | No | Yes | Non-Lead - Plastic | No | 2015-2022 | 3/4 | Service line repair or replacement record | Yes | Visual inspection at the meter pit | 2024-07-15 | Survey was conducted over two weeks from July 15th to July 26th. | Non-Lead - Plastic |  | 3/4" | Field inspection only with no records | Yes | Visual inspection at the meter pit | 2024-07-15 |  | Unknown | No | No |  | Single Family Residence | Unknown | Unknown | No
20-0680 | 5278 Magnolia Street | Jay, FL 32565 | No | Yes | Non-Lead - Plastic | No | 2015-2022 | 3/4 | Service line repair or replacement record | Yes | Visual inspection at the meter pit | 2024-07-15 | Survey was conducted over two weeks from July 15th to July 26th. | Non-Lead - Plastic |  | 3/4" | Field inspection only with no records | Yes | Visual inspection at the meter pit | 2024-07-15 |  | Unknown | No | No |  | Single Family Residence | Unknown | Unknown | No
20-0685 | 5268 Magnolia Street | Jay, FL 32565 | No | Yes | Non-Lead - Plastic | No | 2015-2022 | 3/4 | Service line repair or replacement record | Yes | Visual inspection at the meter pit | 2024-07-15 | Survey was conducted over two weeks from July 15th to July 26th. | Non-Lead - Plastic |  | 3/4" | Field inspection only with no records | Yes | Visual inspection at the meter pit | 2024-07-15 |  | Unknown | No | No |  | Single Family Residence | Unknown | Unknown | No
20-0690 | 4013 Harrison Avenue | Jay, FL 32565 | No | Yes | Non-Lead - Plastic | No | 2015-2022 | 3/4 | Service line repair or replacement record | Yes | Visual inspection at the meter pit | 2024-07-15 | Survey was conducted over two weeks from July 15th to July 26th. | Galvanized |  | 3/4" | Field inspection only with no records | Yes | Visual inspection at the meter pit | 2024-07-15 |  | Unknown | No | No |  | Single Family Residence | Unknown | Unknown | No
20-0700 | 4021 Harrison Avenue | Jay, FL 32565 | No | Yes | Non-Lead - Plastic | No | 2015-2022 | 3/4 | Service line repair or replacement record | Yes | Visual inspection at the meter pit | 2024-07-15 | Survey was conducted over two weeks from July 15th to July 26th. | Non-Lead - Plastic |  | 3/4" | Field inspection only with no records | Yes | Visual inspection at the meter pit | 2024-07-15 |  | Unknown | No | No |  | Single Family Residence | Unknown | Unknown | No
20-0710 | 4027 Harrison Avenue | Jay, FL 32565 | No | Yes | Non-Lead - Plastic | No | 2015-2022 | 3/4 | Service line repair or replacement record | Yes | Visual inspection at the meter pit | 2024-07-15 | Survey was conducted over two weeks from July 15th to July 26th. | Non-Lead - Plastic |  | 3/4" | Field inspection only with no records | Yes | Visual inspection at the meter pit | 2024-07-15 |  | Unknown | No | No |  | Single Family Residence | Unknown | Unknown | No
20-0720 | 5273 Oak Street | Jay, FL 32565 | No | Yes | Non-Lead - Plastic | No | 2015-2022 | 3/4 | Service line repair or replacement record | Yes | Visual inspection at the meter pit | 2024-07-15 | Survey was conducted over two weeks from July 15th to July 26th. | Non-Lead - Plastic |  | 3/4" | Field inspection only with no records | Yes | Visual inspection at the meter pit | 2024-07-15 |  | Unknown | No | No |  | Single Family Residence | Unknown | Unknown | No
20-0730 | 5279 Oak Street | Jay, FL 32565 | No | Yes | Non-Lead - Plastic | No | 2015-2022 | 3/4 | Service line repair or replacement record | Yes | Visual inspection at the meter pit | 2024-07-15 | Survey was conducted over two weeks from July 15th to July 26th. | Non-Lead - Plastic |  | 3/4" | Field inspection only with no records | Yes | Visual inspection at the meter pit | 2024-07-15 |  | Unknown | No | No |  | Single Family Residence | Unknown | Unknown | No
20-0740 | 5278 Oak Street | Jay, FL 32565 | No | Yes | Non-Lead - Plastic | No | 2015-2022 | 3/4 | Service line repair or replacement record | Yes | Visual inspection at the meter pit | 2024-07-15 | Survey was conducted over two weeks from July 15th to July 26th. | Non-Lead - Plastic |  | 3/4" | Field inspection only with no records | Yes | Visual inspection at the meter pit | 2024-07-15 |  | Unknown | No | No |  | Single Family Residence | Unknown | Unknown | No
20-0750 | 5268 Oak Street | Jay, FL 32565 | No | Yes | Non-Lead - Plastic | No | 2015-2022 | 3/4 | Service line repair or replacement record | Yes | Visual inspection at the meter pit | 2024-07-15 | Survey was conducted over two weeks from July 15th to July 26th. | Galvanized |  | 3/4" | Field inspection only with no records | Yes | Visual inspection at the meter pit | 2024-07-15 |  | Unknown | No | No |  | Single Family Residence | Unknown | Unknown | No
20-0755 | 4035 Harrison Avenue | Jay, FL 32565 | No | Yes | Non-Lead - Plastic | No | 2015-2022 | 3/4 | Service line repair or replacement record | Yes | Visual inspection at the meter pit | 2024-07-15 | Survey was conducted over two weeks from July 15th to July 26th. | Non-Lead - Plastic |  | 3/4" | Field inspection only with no records | Yes | Visual inspection at the meter pit | 2024-07-15 |  | Unknown | No | No |  | Single Family Residence | Unknown | Unknown | No
20-0760 | 4039 Harrison Avenue | Jay, FL 32565 | No | Yes | Non-Lead - Plastic | No | 2015-2022 | 3/4 | Service line repair or replacement record | Yes | Visual inspection at the meter pit | 2024-07-15 | Survey was conducted over two weeks from July 15th to July 26th. | Non-Lead - Plastic |  | 3/4" | Field inspection only with no records | Yes | Visual inspection at the meter pit | 2024-07-15 |  | Unknown | No | No |  | Single Family Residence | Unknown | Unknown | No
20-0770 | 4045 Harrison Avenue | Jay, FL 32565 | No | Yes | Non-Lead - Plastic | No | 2015-2022 | 3/4 | Service line repair or replacement record | Yes | Visual inspection at the meter pit | 2024-07-15 | Survey was conducted over two weeks from July 15th to July 26th. | Non-Lead - Plastic |  | 3/4" | Field inspection only with no records | Yes | Visual inspection at the meter pit | 2024-07-15 |  | Unknown | No | No |  | Single Family Residence | Unknown | Unknown | No
20-0790 | 4053 Harrison Avenue | Jay, FL 32565 | No | Yes | Non-Lead - Plastic | No | 2015-2022 | 3/4 | Service line repair or replacement record | Yes | Visual inspection at the meter pit | 2024-07-15 | Survey was conducted over two weeks from July 15th to July 26th. | Non-Lead - Plastic |  | 3/4" | Field inspection only with no records | Yes | Visual inspection at the meter pit | 2024-07-15 |  | Unknown | No | No |  | Single Family Residence | Unknown | Unknown | No
20-0800 | 5271 Rosetta Lane | Jay, FL 32565 | No | Yes | Non-Lead - Plastic | No | 2015-2022 | 3/4 | Service line repair or replacement record | Yes | Visual inspection at the meter pit | 2024-07-15 | Survey was conducted over two weeks from July 15th to July 26th. | Non-Lead - Plastic |  | 3/4" | Field inspection only with no records | Yes | Visual inspection at the meter pit | 2024-07-15 |  | Unknown | No | No |  | Single Family Residence | Unknown | Unknown | No
20-0815 | 4061 Harrison Avenue | Jay, FL 32565 | No | Yes | Non-Lead - Plastic | No | 2015-2022 | 3/4 | Service line repair or replacement record | Yes | Visual inspection at the meter pit | 2024-07-15 | Survey was conducted over two weeks from July 15th to July 26th. | Non-Lead - Plastic |  | 3/4" | Field inspection only with no records | Yes | Visual inspection at the meter pit | 2024-07-15 |  | Unknown | No | No |  | Single Family Residence | Unknown | Unknown | No
20-0820 | 4069 Harrison Avenue | Jay, FL 32565 | No | Yes | Non-Lead - Plastic | No | 2015-2022 | 3/4 | Service line repair or replacement record | Yes | Visual inspection at the meter pit | 2024-07-15 | Survey was conducted over two weeks from July 15th to July 26th. | Non-Lead - Plastic |  | 3/4" | Field inspection only with no records | Yes | Visual inspection at the meter pit | 2024-07-15 |  | Unknown | No | No |  | Single Family Residence | Unknown | Unknown | No
20-0830 | 4072 Harrison Avenue | Jay, FL 32565 | No | Yes | Non-Lead - Plastic | No | 2015-2022 | 3/4 | Service line repair or replacement record | Yes | Visual inspection at the meter pit | 2024-07-15 | Survey was conducted over two weeks from July 15th to July 26th. | Non-Lead - Plastic |  | 3/4" | Field inspection only with no records | Yes | Visual inspection at the meter pit | 2024-07-15 |  | Unknown | No | No |  | Single Family Residence | Unknown | Unknown | No
20-0840 | 4077 Harrison Avenue | Jay, FL 32565 | No | Yes | Non-Lead - Plastic | No | 2015-2022 | 3/4 | Service line repair or replacement record | Yes | Visual inspection at the meter pit | 2024-07-15 | Survey was conducted over two weeks from July 15th to July 26th. | Non-Lead - Plastic |  | 3/4" | Field inspection only with no records | Yes | Visual inspection at the meter pit | 2024-07-15 |  | Unknown | No | No |  | Single Family Residence | Unknown | Unknown | No
20-0850 | 4083 Harrison Avenue | Jay, FL 32565 | No | Yes | Non-Lead - Plastic | No | 2015-2022 | 3/4 | Service line repair or replacement record | Yes | Visual inspection at the meter pit | 2024-07-15 | Survey was conducted over two weeks from July 15th to July 26th. | Non-Lead - Plastic |  | 3/4" | Field inspection only with no records | Yes | Visual inspection at the meter pit | 2024-07-15 |  | Unknown | No | No |  | Single Family Residence | Unknown | Unknown | No
20-0860 | 4091 Harrison Avenue | Jay, FL 32565 | No | Yes | Non-Lead - Plastic | No | 2015-2022 | 3/4 | Service line repair or replacement record | Yes | Visual inspection at the meter pit | 2024-07-15 | Survey was conducted over two weeks from July 15th to July 26th. | Non-Lead - Plastic |  | 3/4" | Field inspection only with no records | Yes | Visual inspection at the meter pit | 2024-07-15 |  | Unknown | No | No |  | Single Family Residence | Unknown | Unknown | No
20-0870 | 4050 Harrison Avenue | Jay, FL 32565 | No | Yes | Non-Lead - Plastic | No | 2015-2022 | 3/4 | Service line repair or replacement record | Yes | Visual inspection at the meter pit | 2024-07-15 | Survey was conducted over two weeks from July 15th to July 26th. | Non-Lead - Plastic |  | 3/4" | Field inspection only with no records | Yes | Visual inspection at the meter pit | 2024-07-15 |  | Unknown | No | No |  | Single Family Residence | Unknown | Unknown | No
20-0870 | 4090 Harrison Avenue | Jay, FL 32565 | No | Yes | Non-Lead - Plastic | No | 2015-2022 | 3/4 | Service line repair or replacement record | Yes | Visual inspection at the meter pit | 2024-07-15 | Survey was conducted over two weeks from July 15th to July 26th. | Non-Lead - Plastic |  | 3/4" | Field inspection only with no records | Yes | Visual inspection at the meter pit | 2024-07-15 |  | Unknown | No | No |  | Single Family Residence | Unknown | Unknown | No
20-0880 | 5219 Beck Avenue | Jay, FL 32565 | No | No | Non-Lead - Plastic | No | 2015-2022 | 3/4 | Service line repair or replacement record | Yes | Visual inspection at the meter pit | 2024-07-15 | Survey was conducted over two weeks from July 15th to July 26th. | Non-Lead - Plastic |  | 3/4" | Field inspection only with no records | Yes | Visual inspection at the meter pit | 2024-07-15 |  | Unknown | No | No |  | Single Family Residence | Unknown | Unknown | No
20-0890 | 5138 Beck Avenue | Jay, FL 32565 | No | No | Non-Lead - Plastic | No | 2015-2022 | 3/4 | Service line repair or replacement record | Yes | Visual inspection at the meter pit | 2024-07-15 | Survey was conducted over two weeks from July 15th to July 26th. | Non-Lead - Plastic |  | 3/4" | Field inspection only with no records | Yes | Visual inspection at the meter pit | 2024-07-15 |  | Unknown | No | No |  | Single Family Residence | Unknown | Unknown | No
20-0900 | 4153 Heltons Way | Jay, FL 32565 | No | No | Non-Lead - Plastic | No | 2015-2022 | 3/4 | Service line repair or replacement record | Yes | Visual inspection at the meter pit | 2024-07-15 | Survey was conducted over two weeks from July 15th to July 26th. | Non-Lead - Plastic |  | 3/4" | Field inspection only with no records | Yes | Visual inspection at the meter pit | 2024-07-15 |  | Unknown | No | No |  | Single Family Residence | Unknown | Unknown | No
20-0910 | 5168 Beck Avenue | Jay, FL 32565 | No | No | Non-Lead - Plastic | No | 2015-2022 | 3/4 | Service line repair or replacement record | Yes | Visual inspection at the meter pit | 2024-07-15 | Survey was conducted over two weeks from July 15th to July 26th. | Non-Lead - Plastic |  | 3/4" | Field inspection only with no records | Yes | Visual inspection at the meter pit | 2024-07-15 |  | Unknown | No | No |  | Single Family Residence | Unknown | Unknown | No
20-0930 | 5204 Blackmon Drive | Jay, FL 32565 | No | Yes | Non-Lead - Plastic | No | 2015-2022 | 3/4 | Service line repair or replacement record | Yes | Visual inspection at the meter pit | 2024-07-15 | Survey was conducted over two weeks from July 15th to July 26th. | Non-Lead - Plastic |  | 3/4" | Field inspection only with no records | Yes | Visual inspection at the meter pit | 2024-07-15 |  | Unknown | No | No |  | Single Family Residence | Unknown | Unknown | No
20-0931 | 5205 Blackmon Drive | Jay, FL 32565 | No | Yes | Non-Lead - Plastic | No | 2015-2022 | 3/4 | Service line repair or replacement record | Yes | Visual inspection at the meter pit | 2024-07-15 | Survey was conducted over two weeks from July 15th to July 26th. | Non-Lead - Plastic |  | 3/4" | Field inspection only with no records | Yes | Visual inspection at the meter pit | 2024-07-15 |  | Unknown | No | No |  | Single Family Residence | Unknown | Unknown | No
20-0935 | 5200 Blackmon Drive | Jay, FL 32565 | No | Yes | Non-Lead - Plastic | No | 2015-2022 | 3/4 | Service line repair or replacement record | Yes | Visual inspection at the meter pit | 2024-07-15 | Survey was conducted over two weeks from July 15th to July 26th. | Non-Lead - Plastic |  | 3/4" | Field inspection only with no records | Yes | Visual inspection at the meter pit | 2024-07-15 |  | Unknown | No | No |  | Single Family Residence | Unknown | Unknown | No
20-0950 | 5193 Blackmon Drive | Jay, FL 32565 | No | Yes | Non-Lead - Plastic | No | 2015-2022 | 3/4 | Service line repair or replacement record | Yes | Visual inspection at the meter pit | 2024-07-15 | Survey was conducted over two weeks from July 15th to July 26th. | Non-Lead - Plastic |  | 3/4" | Field inspection only with no records | Yes | Visual inspection at the meter pit | 2024-07-15 |  | Unknown | No | No |  | Single Family Residence | Unknown | Unknown | No
20-0972 | 5174 Blackmon Drive | Jay, FL 32565 | No | Yes | Non-Lead - Plastic | No | 2015-2022 | 3/4 | Service line repair or replacement record | Yes | Visual inspection at the meter pit | 2024-07-15 | Survey was conducted over two weeks from July 15th to July 26th. | Non-Lead - Plastic |  | 3/4" | Field inspection only with no records | Yes | Visual inspection at the meter pit | 2024-07-15 |  | Unknown | No | No |  | Single Family Residence | Unknown | Unknown | No
20-0975 | 5173 Blackmon Drive | Jay, FL 32565 | No | Yes | Non-Lead - Plastic | No | 2015-2022 | 3/4 | Service line repair or replacement record | Yes | Visual inspection at the meter pit | 2024-07-15 | Survey was conducted over two weeks from July 15th to July 26th. | Non-Lead - Plastic |  | 3/4" | Field inspection only with no records | Yes | Visual inspection at the meter pit | 2024-07-15 |  | Unknown | No | No |  | Single Family Residence | Unknown | Unknown | No
20-0980 | 5168 Blackmon Drive | Jay, FL 32565 | No | Yes | Non-Lead - Plastic | No | 2015-2022 | 3/4 | Service line repair or replacement record | Yes | Visual inspection at the meter pit | 2024-07-15 | Survey was conducted over two weeks from July 15th to July 26th. | Non-Lead - Plastic |  | 3/4" | Field inspection only with no records | Yes | Visual inspection at the meter pit | 2024-07-15 |  | Unknown | No | No |  | Single Family Residence | Unknown | Unknown | No
20-0990 | 5165 Blackmon Drive | Jay, FL 32565 | No | Yes | Non-Lead - Plastic | No | 2015-2022 | 3/4 | Service line repair or replacement record | Yes | Visual inspection at the meter pit | 2024-07-15 | Survey was conducted over two weeks from July 15th to July 26th. | Non-Lead - Plastic |  | 3/4" | Field inspection only with no records | Yes | Visual inspection at the meter pit | 2024-07-15 |  | Unknown | No | No |  | Single Family Residence | Unknown | Unknown | No
20-1000 | 5160 Blackmon Drive | Jay, FL 32565 | No | Yes | Non-Lead - Plastic | No | 2015-2022 | 3/4 | Service line repair or replacement record | Yes | Visual inspection at the meter pit | 2024-07-15 | Survey was conducted over two weeks from July 15th to July 26th. | Non-Lead - Plastic |  | 3/4" | Field inspection only with no records | Yes | Visual inspection at the meter pit | 2024-07-15 |  | Unknown | No | No |  | Single Family Residence | Unknown | Unknown | No
20-1010 | 4040 Devine Drive | Jay, FL 32565 | No | Yes | Non-Lead - Plastic | No | 2015-2022 | 3/4 | Service line repair or replacement record | Yes | Visual inspection at the meter pit | 2024-07-15 | Survey was conducted over two weeks from July 15th to July 26th. | Non-Lead - Plastic |  | 3/4" | Field inspection only with no records | Yes | Visual inspection at the meter pit | 2024-07-15 |  | Unknown | No | No |  | Single Family Residence | Unknown | Unknown | No
20-1020 | 5148 Blackmon Drive | Jay, FL 32565 | No | Yes | Non-Lead - Plastic | No | 2015-2022 | 3/4 | Service line repair or replacement record | Yes | Visual inspection at the meter pit | 2024-07-15 | Survey was conducted over two weeks from July 15th to July 26th. | Non-Lead - Plastic |  | 3/4" | Field inspection only with no records | Yes | Visual inspection at the meter pit | 2024-07-15 |  | Unknown | No | No |  | Single Family Residence | Unknown | Unknown | No
20-1030 | 5139 Blackmon Drive | Jay, FL 32565 | No | Yes | Non-Lead - Plastic | No | 2015-2022 | 3/4 | Service line repair or replacement record | Yes | Visual inspection at the meter pit | 2024-07-15 | Survey was conducted over two weeks from July 15th to July 26th. | Non-Lead - Plastic |  | 3/4" | Field inspection only with no records | Yes | Visual inspection at the meter pit | 2024-07-15 |  | Unknown | No | No |  | Single Family Residence | Unknown | Unknown | No
20-1040 | 5142 Blackmon Drive | Jay, FL 32565 | No | Yes | Non-Lead - Plastic | No | 2015-2022 | 3/4 | Service line repair or replacement record | Yes | Visual inspection at the meter pit | 2024-07-15 | Survey was conducted over two weeks from July 15th to July 26th. | Non-Lead - Plastic |  | 3/4" | Field inspection only with no records | Yes | Visual inspection at the meter pit | 2024-07-15 |  | Unknown | No | No |  | Single Family Residence | Unknown | Unknown | No
20-1050 | 5134 Blackmon Drive | Jay, FL 32565 | No | Yes | Non-Lead - Plastic | No | 2015-2022 | 3/4 | Service line repair or replacement record | Yes | Visual inspection at the meter pit | 2024-07-15 | Survey was conducted over two weeks from July 15th to July 26th. | Non-Lead - Plastic |  | 3/4" | Field inspection only with no records | Yes | Visual inspection at the meter pit | 2024-07-15 |  | Unknown | No | No |  | Single Family Residence | Unknown | Unknown | No
20-1060 | 5127 Blackmon Drive | Jay, FL 32565 | No | Yes | Non-Lead - Plastic | No | 2015-2022 | 3/4 | Service line repair or replacement record | Yes | Visual inspection at the meter pit | 2024-07-15 | Survey was conducted over two weeks from July 15th to July 26th. | Non-Lead - Plastic |  | 3/4" | Field inspection only with no records | Yes | Visual inspection at the meter pit | 2024-07-15 |  | Unknown | No | No |  | Single Family Residence | Unknown | Unknown | No
20-1071 | 5126 Blackmon Drive | Jay, FL 32565 | No | Yes | Non-Lead - Plastic | No | 2015-2022 | 3/4 | Service line repair or replacement record | Yes | Visual inspection at the meter pit | 2024-07-15 | Survey was conducted over two weeks from July 15th to July 26th. | Non-Lead - Plastic |  | 3/4" | Field inspection only with no records | Yes | Visual inspection at the meter pit | 2024-07-15 |  | Unknown | No | No |  | Single Family Residence | Unknown | Unknown | No
20-1080 | 5120 Blackmon Drive | Jay, FL 32565 | No | Yes | Non-Lead - Plastic | No | 2015-2022 | 3/4 | Service line repair or replacement record | Yes | Visual inspection at the meter pit | 2024-07-15 | Survey was conducted over two weeks from July 15th to July 26th. | Non-Lead - Plastic |  | 3/4" | Field inspection only with no records | Yes | Visual inspection at the meter pit | 2024-07-15 |  | Unknown | No | No |  | Single Family Residence | Unknown | Unknown | No
20-1090 | 5111 Blackmon Drive | Jay, FL 32565 | No | Yes | Non-Lead - Plastic | No | 2015-2022 | 3/4 | Service line repair or replacement record | Yes | Visual inspection at the meter pit | 2024-07-15 | Survey was conducted over two weeks from July 15th to July 26th. | Non-Lead - Plastic |  | 3/4" | Field inspection only with no records | Yes | Visual inspection at the meter pit | 2024-07-15 |  | Unknown | No | No |  | Single Family Residence | Unknown | Unknown | No
20-1095 | 5118 Blackmon Drive | Jay, FL 32565 | No | Yes | Non-Lead - Plastic | No | 2015-2022 | 3/4 | Service line repair or replacement record | Yes | Visual inspection at the meter pit | 2024-07-15 | Survey was conducted over two weeks from July 15th to July 26th. | Non-Lead - Plastic |  | 3/4" | Field inspection only with no records | Yes | Visual inspection at the meter pit | 2024-07-15 |  | Unknown | No | No |  | Single Family Residence | Unknown | Unknown | No
20-1100 | 5100 Blackmon Drive | Jay, FL 32565 | No | Yes | Non-Lead - Plastic | No | 2015-2022 | 3/4 | Service line repair or replacement record | Yes | Visual inspection at the meter pit | 2024-07-15 | Survey was conducted over two weeks from July 15th to July 26th. | Non-Lead - Plastic |  | 3/4" | Field inspection only with no records | Yes | Visual inspection at the meter pit | 2024-07-15 |  | Unknown | No | No |  | Single Family Residence | Unknown | Unknown | No
20-1105 | 5149 Blackmon Drive | Jay, FL 32565 | No | Yes | Non-Lead - Plastic | No | 2015-2022 | 3/4 | Service line repair or replacement record | Yes | Visual inspection at the meter pit | 2024-07-15 | Survey was conducted over two weeks from July 15th to July 26th. | Non-Lead - Plastic |  | 3/4" | Field inspection only with no records | Yes | Visual inspection at the meter pit | 2024-07-15 |  | Unknown | No | No |  | Single Family Residence | Unknown | Unknown | No
20-1120 | 3964 McCutchin Drive | Jay, FL 32565 | No | Yes | Non-Lead - Plastic | No | 2015-2022 | 3/4 | Service line repair or replacement record | Yes | Visual inspection at the meter pit | 2024-07-15 | Survey was conducted over two weeks from July 15th to July 26th. | Non-Lead - Plastic |  | 3/4" | Field inspection only with no records | Yes | Visual inspection at the meter pit | 2024-07-15 |  | Unknown | No | No |  | Single Family Residence | Unknown | Unknown | No
20-1125 | 3966 McCutchin Drive | Jay, FL 32565 | No | Yes | Non-Lead - Plastic | No | 2015-2022 | 3/4 | Service line repair or replacement record | Yes | Visual inspection at the meter pit | 2024-07-15 | Survey was conducted over two weeks from July 15th to July 26th. | Non-Lead - Plastic |  | 3/4" | Field inspection only with no records | Yes | Visual inspection at the meter pit | 2024-07-15 |  | Unknown | No | No |  | Single Family Residence | Unknown | Unknown | No
20-1130 | 3972 McCutchin Drive | Jay, FL 32565 | No | Yes | Non-Lead - Plastic | No | 2015-2022 | 3/4 | Service line repair or replacement record | Yes | Visual inspection at the meter pit | 2024-07-15 | Survey was conducted over two weeks from July 15th to July 26th. | Non-Lead - Plastic |  | 3/4" | Field inspection only with no records | Yes | Visual inspection at the meter pit | 2024-07-15 |  | Unknown | No | No |  | Single Family Residence | Unknown | Unknown | No
20-1140 | 3984 McCutchin Drive | Jay, FL 32565 | No | Yes | Non-Lead - Plastic | No | 2015-2022 | 3/4 | Service line repair or replacement record | Yes | Visual inspection at the meter pit | 2024-07-15 | Survey was conducted over two weeks from July 15th to July 26th. | Non-Lead - Plastic |  | 3/4" | Field inspection only with no records | Yes | Visual inspection at the meter pit | 2024-07-15 |  | Unknown | No | No |  | Single Family Residence | Unknown | Unknown | No
20-1142 | 3988 McCutchin Drive | Jay, FL 32565 | No | Yes | Non-Lead - Plastic | No | 2015-2022 | 3/4 | Service line repair or replacement record | Yes | Visual inspection at the meter pit | 2024-07-15 | Survey was conducted over two weeks from July 15th to July 26th. | Non-Lead - Plastic |  | 3/4" | Field inspection only with no records | Yes | Visual inspection at the meter pit | 2024-07-15 |  | Unknown | No | No |  | Single Family Residence | Unknown | Unknown | No
20-1145 | 3981 McCutchin Drive | Jay, FL 32565 | No | Yes | Non-Lead - Plastic | No | 2015-2022 | 3/4 | Service line repair or replacement record | Yes | Visual inspection at the meter pit | 2024-07-15 | Survey was conducted over two weeks from July 15th to July 26th. | Non-Lead - Plastic |  | 3/4" | Field inspection only with no records | Yes | Visual inspection at the meter pit | 2024-07-15 |  | Unknown | No | No |  | Single Family Residence | Unknown | Unknown | No
20-1148 | 3992 McCutchin Drive | Jay, FL 32565 | No | Yes | Non-Lead - Plastic | No | 2015-2022 | 3/4 | Service line repair or replacement record | Yes | Visual inspection at the meter pit | 2024-07-15 | Survey was conducted over two weeks from July 15th to July 26th. | Non-Lead - Plastic |  | 3/4" | Field inspection only with no records | Yes | Visual inspection at the meter pit | 2024-07-15 |  | Unknown | No | No |  | Single Family Residence | Unknown | Unknown | No
20-1150 | 3996 McCutchin Drive | Jay, FL 32565 | No | Yes | Non-Lead - Plastic | No | 2015-2022 | 3/4 | Service line repair or replacement record | Yes | Visual inspection at the meter pit | 2024-07-15 | Survey was conducted over two weeks from July 15th to July 26th. | Non-Lead - Plastic |  | 3/4" | Field inspection only with no records | Yes | Visual inspection at the meter pit | 2024-07-15 |  | Unknown | No | No |  | Single Family Residence | Unknown | Unknown | No
20-1160 | 4006 McCutchin Drive | Jay, FL 32565 | No | Yes | Non-Lead - Plastic | No | 2015-2022 | 3/4 | Service line repair or replacement record | Yes | Visual inspection at the meter pit | 2024-07-15 | Survey was conducted over two weeks from July 15th to July 26th. | Non-Lead - Plastic |  | 3/4" | Field inspection only with no records | Yes | Visual inspection at the meter pit | 2024-07-15 |  | Unknown | No | No |  | Single Family Residence | Unknown | Unknown | No
20-1170 | 4001 McCutchin Drive | Jay, FL 32565 | No | Yes | Non-Lead - Plastic | No | 2015-2022 | 3/4 | Service line repair or replacement record | Yes | Visual inspection at the meter pit | 2024-07-15 | Survey was conducted over two weeks from July 15th to July 26th. | Non-Lead - Plastic |  | 3/4" | Field inspection only with no records | Yes | Visual inspection at the meter pit | 2024-07-15 |  | Unknown | No | No |  | Single Family Residence | Unknown | Unknown | No
20-1180 | 4016 McCutchin Drive | Jay, FL 32565 | No | Yes | Non-Lead - Plastic | No | 2015-2022 | 3/4 | Service line repair or replacement record | Yes | Visual inspection at the meter pit | 2024-07-15 | Survey was conducted over two weeks from July 15th to July 26th. | Non-Lead - Plastic |  | 3/4" | Field inspection only with no records | Yes | Visual inspection at the meter pit | 2024-07-15 |  | Unknown | No | No |  | Single Family Residence | Unknown | Unknown | No
20-1185 | 4038 McCutchin Drive | Jay, FL 32565 | No | Yes | Non-Lead - Plastic | No | 2015-2022 | 3/4 | Service line repair or replacement record | Yes | Visual inspection at the meter pit | 2024-07-15 | Survey was conducted over two weeks from July 15th to July 26th. | Non-Lead - Plastic |  | 3/4" | Field inspection only with no records | Yes | Visual inspection at the meter pit | 2024-07-15 |  | Unknown | No | No |  | Single Family Residence | Unknown | Unknown | No
20-1190 | 4023 McCutchin Drive | Jay, FL 32565 | No | Yes | Non-Lead - Plastic | No | 2015-2022 | 3/4 | Service line repair or replacement record | Yes | Visual inspection at the meter pit | 2024-07-15 | Survey was conducted over two weeks from July 15th to July 26th. | Non-Lead - Plastic |  | 3/4" | Field inspection only with no records | Yes | Visual inspection at the meter pit | 2024-07-15 |  | Unknown | No | No |  | Single Family Residence | Unknown | Unknown | No
20-1192 | 4032 McCutchin Drive | Jay, FL 32565 | No | Yes | Non-Lead - Plastic | No | 2015-2022 | 3/4 | Service line repair or replacement record | Yes | Visual inspection at the meter pit | 2024-07-15 | Survey was conducted over two weeks from July 15th to July 26th. | Non-Lead - Plastic |  | 3/4" | Field inspection only with no records | Yes | Visual inspection at the meter pit | 2024-07-15 |  | Unknown | No | No |  | Single Family Residence | Unknown | Unknown | No
20-1195 | 4026 McCutchin Drive | Jay, FL 32565 | No | Yes | Non-Lead - Plastic | No | 2015-2022 | 3/4 | Service line repair or replacement record | Yes | Visual inspection at the meter pit | 2024-07-15 | Survey was conducted over two weeks from July 15th to July 26th. | Non-Lead - Plastic |  | 3/4" | Field inspection only with no records | Yes | Visual inspection at the meter pit | 2024-07-15 |  | Unknown | No | No |  | Single Family Residence | Unknown | Unknown | No
20-1200 | 5150 Hendricks Circle | Jay, FL 32565 | No | Yes | Non-Lead - Plastic | No | 2015-2022 | 3/4 | Service line repair or replacement record | Yes | Visual inspection at the meter pit | 2024-07-15 | Survey was conducted over two weeks from July 15th to July 26th. | Non-Lead - Plastic |  | 3/4" | Field inspection only with no records | Yes | Visual inspection at the meter pit | 2024-07-15 |  | Unknown | No | No |  | Single Family Residence | Unknown | Unknown | No
20-1210 | 5133 Hendricks Circle | Jay, FL 32565 | No | Yes | Non-Lead - Plastic | No | 2015-2022 | 3/4 | Service line repair or replacement record | Yes | Visual inspection at the meter pit | 2024-07-15 | Survey was conducted over two weeks from July 15th to July 26th. | Non-Lead - Plastic |  | 3/4" | Field inspection only with no records | Yes | Visual inspection at the meter pit | 2024-07-15 |  | Unknown | No | No |  | Single Family Residence | Unknown | Unknown | No
20-1220 | 5140 Hendricks Circle | Jay, FL 32565 | No | Yes | Non-Lead - Plastic | No | 2015-2022 | 3/4 | Service line repair or replacement record | Yes | Visual inspection at the meter pit | 2024-07-15 | Survey was conducted over two weeks from July 15th to July 26th. | Non-Lead - Plastic |  | 3/4" | Field inspection only with no records | Yes | Visual inspection at the meter pit | 2024-07-15 |  | Unknown | No | No |  | Single Family Residence | Unknown | Unknown | No
20-1230 | 5130 Hendricks Circle | Jay, FL 32565 | No | Yes | Non-Lead - Plastic | No | 2015-2022 | 3/4 | Service line repair or replacement record | Yes | Visual inspection at the meter pit | 2024-07-15 | Survey was conducted over two weeks from July 15th to July 26th. | Non-Lead - Plastic |  | 3/4" | Field inspection only with no records | Yes | Visual inspection at the meter pit | 2024-07-15 |  | Unknown | No | No |  | Single Family Residence | Unknown | Unknown | No
20-1233 | 5129 Hendricks Circle | Jay, FL 32565 | No | Yes | Non-Lead - Plastic | No | 2015-2022 | 3/4 | Service line repair or replacement record | Yes | Visual inspection at the meter pit | 2024-07-15 | Survey was conducted over two weeks from July 15th to July 26th. | Non-Lead - Plastic |  | 3/4" | Field inspection only with no records | Yes | Visual inspection at the meter pit | 2024-07-15 |  | Unknown | No | No |  | Single Family Residence | Unknown | Unknown | No
20-1235 | 5125 Hendricks Circle | Jay, FL 32565 | No | Yes | Non-Lead - Plastic | No | 2015-2022 | 3/4 | Service line repair or replacement record | Yes | Visual inspection at the meter pit | 2024-07-15 | Survey was conducted over two weeks from July 15th to July 26th. | Non-Lead - Plastic |  | 3/4" | Field inspection only with no records | Yes | Visual inspection at the meter pit | 2024-07-15 |  | Unknown | No | No |  | Single Family Residence | Unknown | Unknown | No
20-1240 | 5117 Hendricks Circle | Jay, FL 32565 | No | Yes | Non-Lead - Plastic | No | 2015-2022 | 3/4 | Service line repair or replacement record | Yes | Visual inspection at the meter pit | 2024-07-15 | Survey was conducted over two weeks from July 15th to July 26th. | Non-Lead - Plastic |  | 3/4" | Field inspection only with no records | Yes | Visual inspection at the meter pit | 2024-07-15 |  | Unknown | No | No |  | Single Family Residence | Unknown | Unknown | No
20-1245 | 5122 Hendricks Circle | Jay, FL 32565 | No | Yes | Non-Lead - Plastic | No | 2015-2022 | 3/4 | Service line repair or replacement record | Yes | Visual inspection at the meter pit | 2024-07-15 | Survey was conducted over two weeks from July 15th to July 26th. | Non-Lead - Plastic |  | 3/4" | Field inspection only with no records | Yes | Visual inspection at the meter pit | 2024-07-15 |  | Unknown | No | No |  | Single Family Residence | Unknown | Unknown | No
20-1246 | 5120 Hendricks Circle | Jay, FL 32565 | No | Yes | Non-Lead - Plastic | No | 2015-2022 | 3/4 | Service line repair or replacement record | Yes | Visual inspection at the meter pit | 2024-07-15 | Survey was conducted over two weeks from July 15th to July 26th. | Non-Lead - Plastic |  | 3/4" | Field inspection only with no records | Yes | Visual inspection at the meter pit | 2024-07-15 |  | Unknown | No | No |  | Single Family Residence | Unknown | Unknown | No
20-1250 | 5116 Hendricks Circle | Jay, FL 32565 | No | Yes | Non-Lead - Plastic | No | 2015-2022 | 3/4 | Service line repair or replacement record | Yes | Visual inspection at the meter pit | 2024-07-15 | Survey was conducted over two weeks from July 15th to July 26th. | Non-Lead - Plastic |  | 3/4" | Field inspection only with no records | Yes | Visual inspection at the meter pit | 2024-07-15 |  | Unknown | No | No |  | Single Family Residence | Unknown | Unknown | No
20-1253 | 5179 Blackmon Drive | Jay, FL 32565 | No | Yes | Non-Lead - Plastic | No | 2015-2022 | 3/4 | Service line repair or replacement record | Yes | Visual inspection at the meter pit | 2024-07-15 | Survey was conducted over two weeks from July 15th to July 26th. | Non-Lead - Plastic |  | 3/4" | Field inspection only with no records | Yes | Visual inspection at the meter pit | 2024-07-15 |  | Unknown | No | No |  | Single Family Residence | Unknown | Unknown | No
20-1255 | 5195 Blackmon Drive | Jay, FL 32565 | No | Yes | Non-Lead - Plastic | No | 2015-2022 | 3/4 | Service line repair or replacement record | Yes | Visual inspection at the meter pit | 2024-07-15 | Survey was conducted over two weeks from July 15th to July 26th. | Non-Lead - Plastic |  | 3/4" | Field inspection only with no records | Yes | Visual inspection at the meter pit | 2024-07-15 |  | Unknown | No | No |  | Single Family Residence | Unknown | Unknown | No
20-1263 | 4018 Florida Avenue | Jay, FL 32565 | No | No | Non-Lead - Plastic | No | 2015-2022 | 3/4 | Service line repair or replacement record | Yes | Visual inspection at the meter pit | 2024-07-15 | Survey was conducted over two weeks from July 15th to July 26th. | Non-Lead - Plastic |  | 3/4" | Field inspection only with no records | Yes | Visual inspection at the meter pit | 2024-07-15 |  | Unknown | No | No |  | Building | Unknown | Unknown | No
20-1264 | 4058 Florida Avenue | Jay, FL 32565 | No | Yes | Non-Lead - Plastic | No | 2015-2022 | 3/4 | Service line repair or replacement record | Yes | Visual inspection at the meter pit | 2024-07-15 | Survey was conducted over two weeks from July 15th to July 26th. | Non-Lead - Plastic |  | 3/4" | Field inspection only with no records | Yes | Visual inspection at the meter pit | 2024-07-15 |  | Unknown | No | No |  | Single Family Residence | Unknown | Unknown | No
20-1265 | 3995 Florida Avenue | Jay, FL 32565 | No | Yes | Non-Lead - Plastic | No | 2015-2022 | 3/4 | Service line repair or replacement record | Yes | Visual inspection at the meter pit | 2024-07-15 | Survey was conducted over two weeks from July 15th to July 26th. | Non-Lead - Plastic |  | 3/4" | Field inspection only with no records | Yes | Visual inspection at the meter pit | 2024-07-15 |  | Unknown | No | No |  | Single Family Residence | Unknown | Unknown | No
20-1266 | 3964 Florida Avenue | Jay, FL 32565 | Yes - Multifamily Home | No | Non-Lead - Plastic | No | 2015-2022 | 3/4 | Service line repair or replacement record | Yes | Visual inspection at the meter pit | 2024-07-15 | Survey was conducted over two weeks from July 15th to July 26th. | Non-Lead - Plastic |  | 3/4" | Field inspection only with no records | Yes | Visual inspection at the meter pit | 2024-07-15 |  | Unknown | No | No |  | Multiple Family Residence | Unknown | Unknown | No
30-0010 | 4003 Hwy 4 | Jay, FL 32565 | No | No | Non-Lead - Plastic | No | 2015-2022 | 3/4 | Service line repair or replacement record | Yes | Visual inspection at the meter pit | 2024-07-15 | Survey was conducted over two weeks from July 15th to July 26th. | Non-Lead - Plastic |  | 3/4" | Field inspection only with no records | Yes | Visual inspection at the meter pit | 2024-07-15 |  | Unknown | No | No |  | Building | Unknown | Unknown | No
30-0020 | 4011 Hwy 4 | Jay, FL 32565 | No | No | Non-Lead - Plastic | No | 2015-2022 | 3/4 | Service line repair or replacement record | Yes | Visual inspection at the meter pit | 2024-07-15 | Survey was conducted over two weeks from July 15th to July 26th. | Non-Lead - Plastic |  | 3/4" | Field inspection only with no records | Yes | Visual inspection at the meter pit | 2024-07-15 |  | Unknown | No | No |  | Building | Unknown | Unknown | No
30-0030 | 4033 Hwy 4 | Jay, FL 32565 | No | No | Non-Lead - Plastic | No | 2015-2022 | 3/4 | Service line repair or replacement record | Yes | Visual inspection at the meter pit | 2024-07-15 | Survey was conducted over two weeks from July 15th to July 26th. | Galvanized |  | 3/4" | Field inspection only with no records | Yes | Visual inspection at the meter pit | 2024-07-15 |  | Unknown | No | No |  | Building | Unknown | Unknown | No
30-0040 | 4035 Hwy 4 | Jay, FL 32565 | No | No | Non-Lead - Plastic | No | 2015-2022 | 3/4 | Service line repair or replacement record | Yes | Visual inspection at the meter pit | 2024-07-15 | Survey was conducted over two weeks from July 15th to July 26th. | Non-Lead - Plastic |  | 3/4" | Field inspection only with no records | Yes | Visual inspection at the meter pit | 2024-07-15 |  | Unknown | No | No |  | Building | Unknown | Unknown | No
30-0050 | 4043 Hwy 4 | Jay, FL 32565 | No | No | Non-Lead - Plastic | No | 2015-2022 | 3/4 | Service line repair or replacement record | Yes | Visual inspection at the meter pit | 2024-07-15 | Survey was conducted over two weeks from July 15th to July 26th. | Non-Lead - Plastic |  | 3/4" | Field inspection only with no records | Yes | Visual inspection at the meter pit | 2024-07-15 |  | Unknown | No | No |  | Building | Unknown | Unknown | No
30-0055 | 4051 Hwy 4 | Jay, FL 32565 | Yes - Other | No | Non-Lead - Plastic | No | 2015-2022 | 3/4 | Service line repair or replacement record | Yes | Visual inspection at the meter pit | 2024-07-15 | Survey was conducted over two weeks from July 15th to July 26th. | Non-Lead - Plastic |  | 3/4" | Field inspection only with no records | Yes | Visual inspection at the meter pit | 2024-07-15 |  | Unknown | No | No |  | Single Family Residence | Unknown | Unknown | No
30-0060 | 4059 Hwy 4 | Jay, FL 32565 | No | No | Non-Lead - Plastic | No | 2015-2022 | 3/4 | Service line repair or replacement record | Yes | Visual inspection at the meter pit | 2024-07-15 | Survey was conducted over two weeks from July 15th to July 26th. | Non-Lead - Plastic |  | 3/4" | Field inspection only with no records | Yes | Visual inspection at the meter pit | 2024-07-15 |  | Unknown | No | No |  | Single Family Residence | Unknown | Unknown | No
30-0070 | 5283 Rosetta Lane | Jay, FL 32565 | No | Yes | Non-Lead - Plastic | No | 2015-2022 | 3/4 | Service line repair or replacement record | Yes | Visual inspection at the meter pit | 2024-07-15 | Survey was conducted over two weeks from July 15th to July 26th. | Non-Lead - Plastic |  | 3/4" | Field inspection only with no records | Yes | Visual inspection at the meter pit | 2024-07-15 |  | Unknown | No | No |  | Single Family Residence | Unknown | Unknown | No
30-0080 | 4089 A Hwy 4 | Jay, FL 32565 Apartment | No | Yes | Non-Lead - Plastic | No | 2015-2022 | 3/4 | Service line repair or replacement record | Yes | Visual inspection at the meter pit | 2024-07-15 | Survey was conducted over two weeks from July 15th to July 26th. | Non-Lead - Plastic |  | 3/4" | Field inspection only with no records | Yes | Visual inspection at the meter pit | 2024-07-15 |  | Unknown | No | No |  | Single Family Residence | Unknown | Unknown | No
30-0085 | 4097 Hwy 4 | Jay, FL 32565 Apartment | No | Yes | Non-Lead - Plastic | No | 2015-2022 | 3/4 | Service line repair or replacement record | Yes | Visual inspection at the meter pit | 2024-07-15 | Survey was conducted over two weeks from July 15th to July 26th. | Non-Lead - Plastic |  | 3/4" | Field inspection only with no records | Yes | Visual inspection at the meter pit | 2024-07-15 |  | Unknown | No | No |  | Single Family Residence | Unknown | Unknown | No
30-0090 | 4089 B Hwy 4 | Jay, FL 32565 Apartment | No | Yes | Non-Lead - Plastic | No | 2015-2022 | 3/4 | Service line repair or replacement record | Yes | Visual inspection at the meter pit | 2024-07-15 | Survey was conducted over two weeks from July 15th to July 26th. | Non-Lead - Plastic |  | 3/4" | Field inspection only with no records | Yes | Visual inspection at the meter pit | 2024-07-15 |  | Unknown | No | No |  | Single Family Residence | Unknown | Unknown | No
30-0100 | 4087 A Hwy 4 | Jay, FL 32565 Apartment | No | Yes | Non-Lead - Plastic | No | 2015-2022 | 3/4 | Service line repair or replacement record | Yes | Visual inspection at the meter pit | 2024-07-15 | Survey was conducted over two weeks from July 15th to July 26th. | Non-Lead - Copper |  | 3/4" | Field inspection only with no records | Yes | Visual inspection at the meter pit | 2024-07-15 |  | Unknown | No | No |  | Single Family Residence | Unknown | Unknown | No
30-0120 | 4087 B Hwy 4 | Jay, FL 32565 Apartment | No | Yes | Non-Lead - Plastic | No | 2015-2022 | 3/4 | Service line repair or replacement record | Yes | Visual inspection at the meter pit | 2024-07-15 | Survey was conducted over two weeks from July 15th to July 26th. | Non-Lead - Copper |  | 3/4" | Field inspection only with no records | Yes | Visual inspection at the meter pit | 2024-07-15 |  | Unknown | No | No |  | Single Family Residence | Unknown | Unknown | No
30-0130 | 4085 A Hwy 4 | Jay, FL 32565 Apartment | No | Yes | Non-Lead - Plastic | No | 2015-2022 | 3/4 | Service line repair or replacement record | Yes | Visual inspection at the meter pit | 2024-07-15 | Survey was conducted over two weeks from July 15th to July 26th. | Non-Lead - Copper |  | 3/4" | Field inspection only with no records | Yes | Visual inspection at the meter pit | 2024-07-15 |  | Unknown | No | No |  | Single Family Residence | Unknown | Unknown | No
30-0140 | 4085 B Hwy 4 | Jay, FL 32565 Apartment | No | Yes | Non-Lead - Plastic | No | 2015-2022 | 3/4 | Service line repair or replacement record | Yes | Visual inspection at the meter pit | 2024-07-15 | Survey was conducted over two weeks from July 15th to July 26th. | Non-Lead - Copper |  | 3/4" | Field inspection only with no records | Yes | Visual inspection at the meter pit | 2024-07-15 |  | Unknown | No | No |  | Single Family Residence | Unknown | Unknown | No
30-0150 | 4083 A Hwy 4 | Jay, FL 32565 Apartment | No | Yes | Non-Lead - Plastic | No | 2015-2022 | 3/4 | Service line repair or replacement record | Yes | Visual inspection at the meter pit | 2024-07-15 | Survey was conducted over two weeks from July 15th to July 26th. | Non-Lead - Copper |  | 3/4" | Field inspection only with no records | Yes | Visual inspection at the meter pit | 2024-07-15 |  | Unknown | No | No |  | Single Family Residence | Unknown | Unknown | No
30-0155 | 4082 Harrison Avenue | Jay, FL 32565 | No | Yes | Non-Lead - Plastic | No | 2015-2022 | 3/4 | Service line repair or replacement record | Yes | Visual inspection at the meter pit | 2024-07-15 | Survey was conducted over two weeks from July 15th to July 26th. | Non-Lead - Copper |  | 3/4" | Field inspection only with no records | Yes | Visual inspection at the meter pit | 2024-07-15 |  | Unknown | No | No |  | Single Family Residence | Unknown | Unknown | No
30-0160 | 4083 B Hwy 4 | Jay, FL 32565 Apartment | No | Yes | Non-Lead - Plastic | No | 2015-2022 | 3/4 | Service line repair or replacement record | Yes | Visual inspection at the meter pit | 2024-07-15 | Survey was conducted over two weeks from July 15th to July 26th. | Non-Lead - Copper |  | 3/4" | Field inspection only with no records | Yes | Visual inspection at the meter pit | 2024-07-15 |  | Unknown | No | No |  | Single Family Residence | Unknown | Unknown | No
30-0165 | 4084 Harrison Avenue | Jay, FL 32565 | No | Yes | Non-Lead - Plastic | No | 2015-2022 | 3/4 | Service line repair or replacement record | Yes | Visual inspection at the meter pit | 2024-07-15 | Survey was conducted over two weeks from July 15th to July 26th. | Non-Lead - Copper |  | 3/4" | Field inspection only with no records | Yes | Visual inspection at the meter pit | 2024-07-15 |  | Unknown | No | No |  | Single Family Residence | Unknown | Unknown | No
30-0190 | 4079 A Hwy 4 | Jay, FL 32565 Apartment | No | Yes | Non-Lead - Plastic | No | 2015-2022 | 3/4 | Service line repair or replacement record | Yes | Visual inspection at the meter pit | 2024-07-15 | Survey was conducted over two weeks from July 15th to July 26th. | Non-Lead - Copper |  | 3/4" | Field inspection only with no records | Yes | Visual inspection at the meter pit | 2024-07-15 |  | Unknown | No | No |  | Single Family Residence | Unknown | Unknown | No
30-0192 | 14294 Hwy 89 | Jay, FL 32565 | No | Yes | Non-Lead - Plastic | No | 2015-2022 | 3/4 | Service line repair or replacement record | Yes | Visual inspection at the meter pit | 2024-07-15 | Survey was conducted over two weeks from July 15th to July 26th. | Non-Lead - Plastic |  | 3/4" | Field inspection only with no records | Yes | Visual inspection at the meter pit | 2024-07-15 |  | Unknown | No | No |  | Building | Unknown | Unknown | No
30-0200 | 4079 B Hwy 4 | Jay, FL 32565 Apartment | No | Yes | Non-Lead - Plastic | No | 2015-2022 | 3/4 | Service line repair or replacement record | Yes | Visual inspection at the meter pit | 2024-07-15 | Survey was conducted over two weeks from July 15th to July 26th. | Non-Lead - Copper |  | 3/4" | Field inspection only with no records | Yes | Visual inspection at the meter pit | 2024-07-15 |  | Unknown | No | No |  | Single Family Residence | Unknown | Unknown | No
30-0220 | 4077 A Hwy 4 | Jay, FL 32565 Apartment | No | Yes | Non-Lead - Plastic | No | 2015-2022 | 3/4 | Service line repair or replacement record | Yes | Visual inspection at the meter pit | 2024-07-15 | Survey was conducted over two weeks from July 15th to July 26th. | Non-Lead - Copper |  | 3/4" | Field inspection only with no records | Yes | Visual inspection at the meter pit | 2024-07-15 |  | Unknown | No | No |  | Single Family Residence | Unknown | Unknown | No
30-0230 | 4077 B Hwy 4 | Jay, FL 32565 Apartment | No | Yes | Non-Lead - Plastic | No | 2015-2022 | 3/4 | Service line repair or replacement record | Yes | Visual inspection at the meter pit | 2024-07-15 | Survey was conducted over two weeks from July 15th to July 26th. | Non-Lead - Copper |  | 3/4" | Field inspection only with no records | Yes | Visual inspection at the meter pit | 2024-07-15 |  | Unknown | No | No |  | Single Family Residence | Unknown | Unknown | No
30-0235 | 4076 Hwy 4 | Jay, FL 32565 | No | Yes | Non-Lead - Plastic | No | 2015-2022 | 3/4 | Service line repair or replacement record | Yes | Visual inspection at the meter pit | 2024-07-15 | Survey was conducted over two weeks from July 15th to July 26th. | Non-Lead - Copper |  | 3/4" | Field inspection only with no records | Yes | Visual inspection at the meter pit | 2024-07-15 |  | Unknown | No | No |  | Single Family Residence | Unknown | Unknown | No
30-0240 | 4075 A Hwy 4 | Jay, FL 32565 Apartment | No | Yes | Non-Lead - Plastic | No | 2015-2022 | 3/4 | Service line repair or replacement record | Yes | Visual inspection at the meter pit | 2024-07-15 | Survey was conducted over two weeks from July 15th to July 26th. | Non-Lead - Copper |  | 3/4" | Field inspection only with no records | Yes | Visual inspection at the meter pit | 2024-07-15 |  | Unknown | No | No |  | Single Family Residence | Unknown | Unknown | No
30-0250 | 4075 B Hwy 4 | Jay, FL 32565 Apartment | No | Yes | Non-Lead - Plastic | No | 2015-2022 | 3/4 | Service line repair or replacement record | Yes | Visual inspection at the meter pit | 2024-07-15 | Survey was conducted over two weeks from July 15th to July 26th. | Non-Lead - Copper |  | 3/4" | Field inspection only with no records | Yes | Visual inspection at the meter pit | 2024-07-15 |  | Unknown | No | No |  | Single Family Residence | Unknown | Unknown | No
30-0260 | 4073 A Hwy 4 | Jay, FL 32565 Apartment | No | Yes | Non-Lead - Plastic | No | 2015-2022 | 3/4 | Service line repair or replacement record | Yes | Visual inspection at the meter pit | 2024-07-15 | Survey was conducted over two weeks from July 15th to July 26th. | Non-Lead - Copper |  | 3/4" | Field inspection only with no records | Yes | Visual inspection at the meter pit | 2024-07-15 |  | Unknown | No | No |  | Single Family Residence | Unknown | Unknown | No
30-0270 | 4073 B Hwy 4 | Jay, FL 32565 Apartment | No | Yes | Non-Lead - Plastic | No | 2015-2022 | 3/4 | Service line repair or replacement record | Yes | Visual inspection at the meter pit | 2024-07-15 | Survey was conducted over two weeks from July 15th to July 26th. | Non-Lead - Copper |  | 3/4" | Field inspection only with no records | Yes | Visual inspection at the meter pit | 2024-07-15 |  | Unknown | No | No |  | Single Family Residence | Unknown | Unknown | No
30-0280 | 4063 B Hwy 4 | Jay, FL 32565 Apartment | No | Yes | Non-Lead - Plastic | No | 2015-2022 | 3/4 | Service line repair or replacement record | Yes | Visual inspection at the meter pit | 2024-07-15 | Survey was conducted over two weeks from July 15th to July 26th. | Non-Lead - Copper |  | 3/4" | Field inspection only with no records | Yes | Visual inspection at the meter pit | 2024-07-15 |  | Unknown | No | No |  | Single Family Residence | Unknown | Unknown | No
30-0285 | 4063 A Hwy 4 | Jay, FL 32565 Apartment | No | Yes | Non-Lead - Plastic | No | 2015-2022 | 3/4 | Service line repair or replacement record | Yes | Visual inspection at the meter pit | 2024-07-15 | Survey was conducted over two weeks from July 15th to July 26th. | Non-Lead - Copper |  | 3/4" | Field inspection only with no records | Yes | Visual inspection at the meter pit | 2024-07-15 |  | Unknown | No | No |  | Single Family Residence | Unknown | Unknown | No
30-0290 | 4065 B Hwy 4 | Jay, FL 32565 Apartment | No | Yes | Non-Lead - Plastic | No | 2015-2022 | 3/4 | Service line repair or replacement record | Yes | Visual inspection at the meter pit | 2024-07-15 | Survey was conducted over two weeks from July 15th to July 26th. | Non-Lead - Copper |  | 3/4" | Field inspection only with no records | Yes | Visual inspection at the meter pit | 2024-07-15 |  | Unknown | No | No |  | Single Family Residence | Unknown | Unknown | No
30-0300 | 4071 A Hwy 4 | Jay, FL 32565 Apartment | No | Yes | Non-Lead - Plastic | No | 2015-2022 | 3/4 | Service line repair or replacement record | Yes | Visual inspection at the meter pit | 2024-07-15 | Survey was conducted over two weeks from July 15th to July 26th. | Non-Lead - Copper |  | 3/4" | Field inspection only with no records | Yes | Visual inspection at the meter pit | 2024-07-15 |  | Unknown | No | No |  | Single Family Residence | Unknown | Unknown | No
30-0320 | 4069 B Hwy 4 | Jay, FL 32565 Apartment | No | Yes | Non-Lead - Plastic | No | 2015-2022 | 3/4 | Service line repair or replacement record | Yes | Visual inspection at the meter pit | 2024-07-15 | Survey was conducted over two weeks from July 15th to July 26th. | Non-Lead - Copper |  | 3/4" | Field inspection only with no records | Yes | Visual inspection at the meter pit | 2024-07-15 |  | Unknown | No | No |  | Single Family Residence | Unknown | Unknown | No
30-0320 | 4071 B Hwy 4 | Jay, FL 32565 Apartment | No | Yes | Non-Lead - Plastic | No | 2015-2022 | 3/4 | Service line repair or replacement record | Yes | Visual inspection at the meter pit | 2024-07-15 | Survey was conducted over two weeks from July 15th to July 26th. | Non-Lead - Copper |  | 3/4" | Field inspection only with no records | Yes | Visual inspection at the meter pit | 2024-07-15 |  | Unknown | No | No |  | Single Family Residence | Unknown | Unknown | No
30-0330 | 4069 A Hwy 4 | Jay, FL 32565 Apartment | No | Yes | Non-Lead - Plastic | No | 2015-2022 | 3/4 | Service line repair or replacement record | Yes | Visual inspection at the meter pit | 2024-07-15 | Survey was conducted over two weeks from July 15th to July 26th. | Non-Lead - Copper |  | 3/4" | Field inspection only with no records | Yes | Visual inspection at the meter pit | 2024-07-15 |  | Unknown | No | No |  | Single Family Residence | Unknown | Unknown | No
30-0337 | 4065 A Hwy 4 | Jay, FL 32565 Apartment | No | Yes | Non-Lead - Plastic | No | 2015-2022 | 3/4 | Service line repair or replacement record | Yes | Visual inspection at the meter pit | 2024-07-15 | Survey was conducted over two weeks from July 15th to July 26th. | Non-Lead - Copper |  | 3/4" | Field inspection only with no records | Yes | Visual inspection at the meter pit | 2024-07-15 |  | Unknown | No | No |  | Single Family Residence | Unknown | Unknown | No
30-0340 | 4067 B Hwy 4 | Jay, FL 32565 Apartment | No | Yes | Non-Lead - Plastic | No | 2015-2022 | 3/4 | Service line repair or replacement record | Yes | Visual inspection at the meter pit | 2024-07-15 | Survey was conducted over two weeks from July 15th to July 26th. | Non-Lead - Copper |  | 3/4" | Field inspection only with no records | Yes | Visual inspection at the meter pit | 2024-07-15 |  | Unknown | No | No |  | Single Family Residence | Unknown | Unknown | No
30-0350 | 4067 A Hwy 4 | Jay, FL 32565 Apartment | No | Yes | Non-Lead - Plastic | No | 2015-2022 | 3/4 | Service line repair or replacement record | Yes | Visual inspection at the meter pit | 2024-07-15 | Survey was conducted over two weeks from July 15th to July 26th. | Non-Lead - Copper |  | 3/4" | Field inspection only with no records | Yes | Visual inspection at the meter pit | 2024-07-15 |  | Unknown | No | No |  | Single Family Residence | Unknown | Unknown | No
30-0375 | 4192 Hwy 4 | Jay, FL 32565 | No | Yes | Non-Lead - Plastic | No | 2015-2022 | 3/4 | Service line repair or replacement record | Yes | Visual inspection at the meter pit | 2024-07-15 | Survey was conducted over two weeks from July 15th to July 26th. | Non-Lead - Plastic |  | 3/4" | Field inspection only with no records | Yes | Visual inspection at the meter pit | 2024-07-15 |  | Unknown | No | No |  | Single Family Residence | Unknown | Unknown | No
30-0390 | 4200 Hwy 4 | Jay, FL 32565 | No | Yes | Non-Lead - Plastic | No | 2015-2022 | 3/4 | Service line repair or replacement record | Yes | Visual inspection at the meter pit | 2024-07-15 | Survey was conducted over two weeks from July 15th to July 26th. | Non-Lead - Plastic |  | 3/4" | Field inspection only with no records | Yes | Visual inspection at the meter pit | 2024-07-15 |  | Unknown | No | No |  | Single Family Residence | Unknown | Unknown | No
30-0400 | 4210 Hwy 4 | Jay, FL 32565 | No | Yes | Non-Lead - Plastic | No | 2015-2022 | 3/4 | Service line repair or replacement record | Yes | Visual inspection at the meter pit | 2024-07-15 | Survey was conducted over two weeks from July 15th to July 26th. | Non-Lead - Plastic |  | 3/4" | Field inspection only with no records | Yes | Visual inspection at the meter pit | 2024-07-15 |  | Unknown | No | No |  | Single Family Residence | Unknown | Unknown | No
30-0405 | 4220 Hwy 4 | Jay, FL 32565 | No | Yes | Non-Lead - Plastic | No | 2015-2022 | 3/4 | Service line repair or replacement record | Yes | Visual inspection at the meter pit | 2024-07-15 | Survey was conducted over two weeks from July 15th to July 26th. | Non-Lead - Plastic |  | 3/4" | Field inspection only with no records | Yes | Visual inspection at the meter pit | 2024-07-15 |  | Unknown | No | No |  | Building | Unknown | Unknown | No
30-0410 | 4228 Hwy 4 | Jay, FL 32565 | No | Yes | Non-Lead - Plastic | No | 2015-2022 | 3/4 | Service line repair or replacement record | Yes | Visual inspection at the meter pit | 2024-07-15 | Survey was conducted over two weeks from July 15th to July 26th. | Non-Lead - Plastic |  | 3/4" | Field inspection only with no records | Yes | Visual inspection at the meter pit | 2024-07-15 |  | Unknown | No | No |  | Building | Unknown | Unknown | No
30-0412 | 5304 Bob Sikes Blvd | Jay, FL 32565 | No | No | Non-Lead - Plastic | No | 2015-2022 | 3/4 | Service line repair or replacement record | Yes | Visual inspection at the meter pit | 2024-07-15 | Survey was conducted over two weeks from July 15th to July 26th. | Non-Lead - Plastic |  | 3/4" | Field inspection only with no records | Yes | Visual inspection at the meter pit | 2024-07-15 |  | Unknown | No | No |  | Single Family Residence | Unknown | Unknown | No
30-0413 | 5303 Bob Sikes Blvd | Jay, FL 32565 | No | No | Non-Lead - Plastic | No | 2015-2022 | 3/4 | Service line repair or replacement record | Yes | Visual inspection at the meter pit | 2024-07-15 | Survey was conducted over two weeks from July 15th to July 26th. | Non-Lead - Plastic |  | 3/4" | Field inspection only with no records | Yes | Visual inspection at the meter pit | 2024-07-15 |  | Unknown | No | No |  | Single Family Residence | Unknown | Unknown | No
30-0414 | 5314 Bob Sikes Blvd | Jay, FL 32565 | No | No | Non-Lead - Plastic | No | 2015-2022 | 3/4 | Service line repair or replacement record | Yes | Visual inspection at the meter pit | 2024-07-15 | Survey was conducted over two weeks from July 15th to July 26th. | Non-Lead - Plastic |  | 3/4" | Field inspection only with no records | Yes | Visual inspection at the meter pit | 2024-07-15 |  | Unknown | No | No |  | Single Family Residence | Unknown | Unknown | No
30-0420 | 5313 Bob Sikes Blvd | Jay, FL 32565 | No | No | Non-Lead - Plastic | No | 2015-2022 | 3/4 | Service line repair or replacement record | Yes | Visual inspection at the meter pit | 2024-07-15 | Survey was conducted over two weeks from July 15th to July 26th. | Non-Lead - Plastic |  | 3/4" | Field inspection only with no records | Yes | Visual inspection at the meter pit | 2024-07-15 |  | Unknown | No | No |  | Single Family Residence | Unknown | Unknown | No
30-0430 | 5325 Bob Sikes Blvd | Jay, FL 32565 | No | No | Non-Lead - Plastic | No | 2015-2022 | 3/4 | Service line repair or replacement record | Yes | Visual inspection at the meter pit | 2024-07-15 | Survey was conducted over two weeks from July 15th to July 26th. | Non-Lead - Plastic |  | 3/4" | Field inspection only with no records | Yes | Visual inspection at the meter pit | 2024-07-15 |  | Unknown | No | No |  | Single Family Residence | Unknown | Unknown | No
30-0440 | 5324 Bob Sikes Blvd | Jay, FL 32565 | No | No | Non-Lead - Plastic | No | 2015-2022 | 3/4 | Service line repair or replacement record | Yes | Visual inspection at the meter pit | 2024-07-15 | Survey was conducted over two weeks from July 15th to July 26th. | Non-Lead - Plastic |  | 3/4" | Field inspection only with no records | Yes | Visual inspection at the meter pit | 2024-07-15 |  | Unknown | No | No |  | Single Family Residence | Unknown | Unknown | No
30-0450 | 5350 Bob Sikes Blvd | Jay, FL 32565 | No | No | Non-Lead - Plastic | No | 2015-2022 | 3/4 | Service line repair or replacement record | Yes | Visual inspection at the meter pit | 2024-07-15 | Survey was conducted over two weeks from July 15th to July 26th. | Non-Lead - Plastic |  | 3/4" | Field inspection only with no records | Yes | Visual inspection at the meter pit | 2024-07-15 |  | Unknown | No | No |  | Single Family Residence | Unknown | Unknown | No
30-0460 | 5351 Bob Sikes Blvd | Jay, FL 32565 | No | No | Non-Lead - Plastic | No | 2015-2022 | 3/4 | Service line repair or replacement record | Yes | Visual inspection at the meter pit | 2024-07-15 | Survey was conducted over two weeks from July 15th to July 26th. | Non-Lead - Plastic |  | 3/4" | Field inspection only with no records | Yes | Visual inspection at the meter pit | 2024-07-15 |  | Unknown | No | No |  | Single Family Residence | Unknown | Unknown | No
30-0463 | 5356 Bob Sikes Blvd | Jay, FL 32565 | No | No | Non-Lead - Plastic | No | 2015-2022 | 3/4 | Service line repair or replacement record | Yes | Visual inspection at the meter pit | 2024-07-15 | Survey was conducted over two weeks from July 15th to July 26th. | Non-Lead - Plastic |  | 3/4" | Field inspection only with no records | Yes | Visual inspection at the meter pit | 2024-07-15 |  | Unknown | No | No |  | Single Family Residence | Unknown | Unknown | No
30-0465 | 4211 Hwy 4 | Jay, FL 32565 | No | No | Non-Lead - Plastic | No | 2015-2022 | 3/4 | Service line repair or replacement record | Yes | Visual inspection at the meter pit | 2024-07-15 | Survey was conducted over two weeks from July 15th to July 26th. | Non-Lead - Plastic |  | 3/4" | Field inspection only with no records | Yes | Visual inspection at the meter pit | 2024-07-15 |  | Unknown | No | No |  | Single Family Residence | Unknown | Unknown | No
30-0470 | 4215 Hwy 4 | Jay, FL 32565 | No | No | Non-Lead - Plastic | No | 2015-2022 | 3/4 | Service line repair or replacement record | Yes | Visual inspection at the meter pit | 2024-07-15 | Survey was conducted over two weeks from July 15th to July 26th. | Non-Lead - Plastic |  | 3/4" | Field inspection only with no records | Yes | Visual inspection at the meter pit | 2024-07-15 |  | Unknown | No | No |  | Single Family Residence | Unknown | Unknown | No
30-0471 | 4285 Hwy 4 | Jay, FL 32565 | No | No | Non-Lead - Plastic | No | 2015-2022 | 3/4 | Service line repair or replacement record | Yes | Visual inspection at the meter pit | 2024-07-15 | Survey was conducted over two weeks from July 15th to July 26th. | Non-Lead - Plastic |  | 3/4" | Field inspection only with no records | Yes | Visual inspection at the meter pit | 2024-07-15 |  | Unknown | No | No |  | Single Family Residence | Unknown | Unknown | No
30-0480 | 4309 Hwy 4 | Jay, FL 32565 | No | No | Non-Lead - Plastic | No | 2015-2022 | 3/4 | Service line repair or replacement record | Yes | Visual inspection at the meter pit | 2024-07-15 | Survey was conducted over two weeks from July 15th to July 26th. | Non-Lead - Plastic |  | 3/4" | Field inspection only with no records | Yes | Visual inspection at the meter pit | 2024-07-15 |  | Unknown | No | No |  | Single Family Residence | Unknown | Unknown | No
30-0490 | 4331 Hwy 4 | Jay, FL 32565 | No | No | Non-Lead - Plastic | No | 2015-2022 | 3/4 | Service line repair or replacement record | Yes | Visual inspection at the meter pit | 2024-07-15 | Survey was conducted over two weeks from July 15th to July 26th. | Non-Lead - Plastic |  | 3/4" | Field inspection only with no records | Yes | Visual inspection at the meter pit | 2024-07-15 |  | Unknown | No | No |  | Single Family Residence | Unknown | Unknown | No
30-0495 | 4355 Hwy 4 | Jay, FL 32565 | No | No | Non-Lead - Plastic | No | 2015-2022 | 3/4 | Service line repair or replacement record | Yes | Visual inspection at the meter pit | 2024-07-15 | Survey was conducted over two weeks from July 15th to July 26th. | Non-Lead - Plastic |  | 3/4" | Field inspection only with no records | Yes | Visual inspection at the meter pit | 2024-07-15 |  | Unknown | No | No |  | Single Family Residence | Unknown | Unknown | No
30-0500 | 4375 Hwy 4 | Jay, FL 32565 | No | No | Non-Lead - Plastic | No | 2015-2022 | 3/4 | Service line repair or replacement record | Yes | Visual inspection at the meter pit | 2024-07-15 | Survey was conducted over two weeks from July 15th to July 26th. | Non-Lead - Plastic |  | 3/4" | Field inspection only with no records | Yes | Visual inspection at the meter pit | 2024-07-15 |  | Unknown | No | No |  | Single Family Residence | Unknown | Unknown | No
30-0640 | 4425 Darney Road | Jay, FL 32565 | No | No | Non-Lead - Plastic | No | 2015-2022 | 3/4 | Service line repair or replacement record | Yes | Visual inspection at the meter pit | 2024-07-15 | Survey was conducted over two weeks from July 15th to July 26th. | Non-Lead - Plastic |  | 3/4" | Field inspection only with no records | Yes | Visual inspection at the meter pit | 2024-07-15 |  | Unknown | No | No |  | Single Family Residence | Unknown | Unknown | No
30-0650 | 4415 Darney Road | Jay, FL 32565 | No | No | Non-Lead - Plastic | No | 2015-2022 | 3/4 | Service line repair or replacement record | Yes | Visual inspection at the meter pit | 2024-07-15 | Survey was conducted over two weeks from July 15th to July 26th. | Non-Lead - Plastic |  | 3/4" | Field inspection only with no records | Yes | Visual inspection at the meter pit | 2024-07-15 |  | Unknown | No | No |  | Single Family Residence | Unknown | Unknown | No
30-0660 | 4409 Darney Road | Jay, FL 32565 | No | No | Non-Lead - Plastic | No | 2015-2022 | 3/4 | Service line repair or replacement record | Yes | Visual inspection at the meter pit | 2024-07-15 | Survey was conducted over two weeks from July 15th to July 26th. | Non-Lead - Plastic |  | 3/4" | Field inspection only with no records | Yes | Visual inspection at the meter pit | 2024-07-15 |  | Unknown | No | No |  | Single Family Residence | Unknown | Unknown | No
30-0670 | 4401 Darney Road | Jay, FL 32565 | No | No | Non-Lead - Plastic | No | 2015-2022 | 3/4 | Service line repair or replacement record | Yes | Visual inspection at the meter pit | 2024-07-15 | Survey was conducted over two weeks from July 15th to July 26th. | Non-Lead - Plastic |  | 3/4" | Field inspection only with no records | Yes | Visual inspection at the meter pit | 2024-07-15 |  | Unknown | No | No |  | Single Family Residence | Unknown | Unknown | No
30-0680 | 4388 Darney Road | Jay, FL 32565 | No | No | Non-Lead - Plastic | No | 2015-2022 | 3/4 | Service line repair or replacement record | Yes | Visual inspection at the meter pit | 2024-07-15 | Survey was conducted over two weeks from July 15th to July 26th. | Non-Lead - Plastic |  | 3/4" | Field inspection only with no records | Yes | Visual inspection at the meter pit | 2024-07-15 |  | Unknown | No | No |  | Single Family Residence | Unknown | Unknown | No
30-0690 | 4375 Darney Road | Jay, FL 32565 | No | No | Non-Lead - Plastic | No | 2015-2022 | 3/4 | Service line repair or replacement record | Yes | Visual inspection at the meter pit | 2024-07-15 | Survey was conducted over two weeks from July 15th to July 26th. | Non-Lead - Plastic |  | 3/4" | Field inspection only with no records | Yes | Visual inspection at the meter pit | 2024-07-15 |  | Unknown | No | No |  | Single Family Residence | Unknown | Unknown | No
30-0700 | 4350 Darney Road | Jay, FL 32565 | No | No | Non-Lead - Plastic | No | 2015-2022 | 3/4 | Service line repair or replacement record | Yes | Visual inspection at the meter pit | 2024-07-15 | Survey was conducted over two weeks from July 15th to July 26th. | Non-Lead - Plastic |  | 3/4" | Field inspection only with no records | Yes | Visual inspection at the meter pit | 2024-07-15 |  | Unknown | No | No |  | Single Family Residence | Unknown | Unknown | No
30-0705 | 4261 Darney Road | Jay, FL 32565 | No | No | Non-Lead - Plastic | No | 2015-2022 | 3/4 | Service line repair or replacement record | Yes | Visual inspection at the meter pit | 2024-07-15 | Survey was conducted over two weeks from July 15th to July 26th. | Non-Lead - Plastic |  | 3/4" | Field inspection only with no records | Yes | Visual inspection at the meter pit | 2024-07-15 |  | Unknown | No | No |  | Single Family Residence | Unknown | Unknown | No
30-0710 | 4329 Darney Road | Jay, FL 32565 | No | No | Non-Lead - Plastic | No | 2015-2022 | 3/4 | Service line repair or replacement record | Yes | Visual inspection at the meter pit | 2024-07-15 | Survey was conducted over two weeks from July 15th to July 26th. | Non-Lead - Plastic |  | 3/4" | Field inspection only with no records | Yes | Visual inspection at the meter pit | 2024-07-15 |  | Unknown | No | No |  | Single Family Residence | Unknown | Unknown | No
30-0720 | 4299 Darney Road | Jay, FL 32565 | No | No | Non-Lead - Plastic | No | 2015-2022 | 3/4 | Service line repair or replacement record | Yes | Visual inspection at the meter pit | 2024-07-15 | Survey was conducted over two weeks from July 15th to July 26th. | Non-Lead - Plastic |  | 3/4" | Field inspection only with no records | Yes | Visual inspection at the meter pit | 2024-07-15 |  | Unknown | No | No |  | Single Family Residence | Unknown | Unknown | No
30-0730 | 4162 Hwy 4 | Jay, FL 32565 | No | No | Non-Lead - Plastic | No | 2015-2022 | 3/4 | Service line repair or replacement record | Yes | Visual inspection at the meter pit | 2024-07-15 | Survey was conducted over two weeks from July 15th to July 26th. | Non-Lead - Plastic |  | 3/4" | Field inspection only with no records | Yes | Visual inspection at the meter pit | 2024-07-15 |  | Unknown | No | No |  | Single Family Residence | Unknown | Unknown | No
30-0750 | 4040 Hwy 4 | Jay, FL 32565 | No | No | Non-Lead - Plastic | No | 2015-2022 | 3/4 | Service line repair or replacement record | Yes | Visual inspection at the meter pit | 2024-07-15 | Survey was conducted over two weeks from July 15th to July 26th. | Non-Lead - Plastic |  | 3/4" | Field inspection only with no records | Yes | Visual inspection at the meter pit | 2024-07-15 |  | Unknown | No | No |  | Single Family Residence | Unknown | Unknown | No
30-7440 | 4050 Hwy 4 | Jay, FL 32565 | No | No | Non-Lead - Plastic | No | 2015-2022 | 3/4 | Service line repair or replacement record | Yes | Visual inspection at the meter pit | 2024-07-15 | Survey was conducted over two weeks from July 15th to July 26th. | Non-Lead - Plastic |  | 3/4" | Field inspection only with no records | Yes | Visual inspection at the meter pit | 2024-07-15 |  | Unknown | No | No |  | Single Family Residence | Unknown | Unknown | No
40-0010 | 14210 Hwy 89 | Jay, FL 32565 | No | No | Non-Lead - Plastic | No | 2015-2022 | 3/4 | Service line repair or replacement record | Yes | Visual inspection at the meter pit | 2024-07-15 | Survey was conducted over two weeks from July 15th to July 26th. | Non-Lead - Plastic |  | 3/4" | Field inspection only with no records | Yes | Visual inspection at the meter pit | 2024-07-15 |  | Unknown | No | No |  | Building | Unknown | Unknown | No
40-0015 | 14218 Hwy 89 | Jay, FL 32565 | No | No | Non-Lead - Plastic | No | 2015-2022 | 3/4 | Service line repair or replacement record | Yes | Visual inspection at the meter pit | 2024-07-15 | Survey was conducted over two weeks from July 15th to July 26th. | Non-Lead - Plastic |  | 3/4" | Field inspection only with no records | Yes | Visual inspection at the meter pit | 2024-07-15 |  | Unknown | No | No |  | Single Family Residence | Unknown | Unknown | No
40-0020 | 14222 Hwy 89 | Jay, FL 32565 | No | No | Non-Lead - Plastic | No | 2015-2022 | 3/4 | Service line repair or replacement record | Yes | Visual inspection at the meter pit | 2024-07-15 | Survey was conducted over two weeks from July 15th to July 26th. | Non-Lead - Plastic |  | 3/4" | Field inspection only with no records | Yes | Visual inspection at the meter pit | 2024-07-15 |  | Unknown | No | No |  | Single Family Residence | Unknown | Unknown | No
40-0040 | 14362 Hwy 89 | Jay, FL 32565 | No | No | Non-Lead - Plastic | No | 2015-2022 | 3/4 | Service line repair or replacement record | Yes | Visual inspection at the meter pit | 2024-07-15 | Survey was conducted over two weeks from July 15th to July 26th. | Non-Lead - Plastic |  | 3/4" | Field inspection only with no records | Yes | Visual inspection at the meter pit | 2024-07-15 |  | Unknown | No | No |  | Single Family Residence | Unknown | Unknown | No
40-0050 | 14378 Hwy 89 | Jay, FL 32565 | No | No | Non-Lead - Plastic | No | 2015-2022 | 3/4 | Service line repair or replacement record | Yes | Visual inspection at the meter pit | 2024-07-15 | Survey was conducted over two weeks from July 15th to July 26th. | Non-Lead - Plastic |  | 3/4" | Field inspection only with no records | Yes | Visual inspection at the meter pit | 2024-07-15 |  | Unknown | No | No |  | Single Family Residence | Unknown | Unknown | No
40-0080 | 14424 Hwy 89 | Jay, FL 32565 | No | No | Non-Lead - Plastic | No | 2015-2022 | 3/4 | Service line repair or replacement record | Yes | Visual inspection at the meter pit | 2024-07-15 | Survey was conducted over two weeks from July 15th to July 26th. | Non-Lead - Plastic |  | 3/4" | Field inspection only with no records | Yes | Visual inspection at the meter pit | 2024-07-15 |  | Unknown | No | No |  | Single Family Residence | Unknown | Unknown | No
40-0091 | 14426 Hwy 89 | Jay, FL 32565 | No | No | Non-Lead - Plastic | No | 2015-2022 | 3/4 | Service line repair or replacement record | Yes | Visual inspection at the meter pit | 2024-07-15 | Survey was conducted over two weeks from July 15th to July 26th. | Non-Lead - Plastic |  | 3/4" | Field inspection only with no records | Yes | Visual inspection at the meter pit | 2024-07-15 |  | Unknown | No | No |  | Single Family Residence | Unknown | Unknown | No
40-0150 | 14427 Hwy 89 | Jay, FL 32565 | No | No | Non-Lead - Plastic | No | 2015-2022 | 3/4 | Service line repair or replacement record | Yes | Visual inspection at the meter pit | 2024-07-15 | Survey was conducted over two weeks from July 15th to July 26th. | Non-Lead - Plastic |  | 3/4" | Field inspection only with no records | Yes | Visual inspection at the meter pit | 2024-07-15 |  | Unknown | No | No |  | Building | Unknown | Unknown | No
40-0160 | 5551 Old Pollard Road | Jay, FL 32565 | No | No | Non-Lead - Plastic | No | 2015-2022 | 3/4 | Service line repair or replacement record | Yes | Visual inspection at the meter pit | 2024-07-15 | Survey was conducted over two weeks from July 15th to July 26th. | Non-Lead - Plastic |  | 3/4" | Field inspection only with no records | Yes | Visual inspection at the meter pit | 2024-07-15 |  | Unknown | No | No |  | Single Family Residence | Unknown | Unknown | No
40-0180 | 5525 Old Pollard Road | Jay, FL 32565 | No | No | Non-Lead - Plastic | No | 2015-2022 | 3/4 | Service line repair or replacement record | Yes | Visual inspection at the meter pit | 2024-07-15 | Survey was conducted over two weeks from July 15th to July 26th. | Non-Lead - Plastic |  | 3/4" | Field inspection only with no records | Yes | Visual inspection at the meter pit | 2024-07-15 |  | Unknown | No | No |  | Single Family Residence | Unknown | Unknown | No
40-0190 | 14425 Hwy 89 | Jay, FL 32565 | No | No | Non-Lead - Plastic | No | 2015-2022 | 3/4 | Service line repair or replacement record | Yes | Visual inspection at the meter pit | 2024-07-15 | Survey was conducted over two weeks from July 15th to July 26th. | Non-Lead - Plastic |  | 3/4" | Field inspection only with no records | Yes | Visual inspection at the meter pit | 2024-07-15 |  | Unknown | No | No |  | Single Family Residence | Unknown | Unknown | No
40-0200 | 14415 Hwy 89 | Jay, FL 32565 | No | No | Non-Lead - Plastic | No | 2015-2022 | 3/4 | Service line repair or replacement record | Yes | Visual inspection at the meter pit | 2024-07-15 | Survey was conducted over two weeks from July 15th to July 26th. | Galvanized |  | 3/4" | Field inspection only with no records | Yes | Visual inspection at the meter pit | 2024-07-15 |  | Unknown | No | No |  | Single Family Residence | Unknown | Unknown | No
40-0210 | 14379 Hwy 89 | Jay, FL 32565 | No | No | Non-Lead - Plastic | No | 2015-2022 | 3/4 | Service line repair or replacement record | Yes | Visual inspection at the meter pit | 2024-07-15 | Survey was conducted over two weeks from July 15th to July 26th. | Non-Lead - Plastic |  | 3/4" | Field inspection only with no records | Yes | Visual inspection at the meter pit | 2024-07-15 |  | Unknown | No | No |  | Single Family Residence | Unknown | Unknown | No
40-0220 | 14363 Hwy 89 | Jay, FL 32565 | No | No | Non-Lead - Plastic | No | 2015-2022 | 3/4 | Service line repair or replacement record | Yes | Visual inspection at the meter pit | 2024-07-15 | Survey was conducted over two weeks from July 15th to July 26th. | Non-Lead - Plastic |  | 3/4" | Field inspection only with no records | Yes | Visual inspection at the meter pit | 2024-07-15 |  | Unknown | No | No |  | Single Family Residence | Unknown | Unknown | No
40-0250 | 3930 Oakleigh Road | Jay, FL 32565 | No | No | Non-Lead - Plastic | No | 2015-2022 | 3/4 | Service line repair or replacement record | Yes | Visual inspection at the meter pit | 2024-07-15 | Survey was conducted over two weeks from July 15th to July 26th. | Non-Lead - Plastic |  | 3/4" | Field inspection only with no records | Yes | Visual inspection at the meter pit | 2024-07-15 |  | Unknown | No | No |  | Single Family Residence | Unknown | Unknown | No
40-0260 | 3950 Oakleigh Road | Jay, FL 32565 | No | No | Non-Lead - Plastic | No | 2015-2022 | 3/4 | Service line repair or replacement record | Yes | Visual inspection at the meter pit | 2024-07-15 | Survey was conducted over two weeks from July 15th to July 26th. | Non-Lead - Plastic |  | 3/4" | Field inspection only with no records | Yes | Visual inspection at the meter pit | 2024-07-15 |  | Unknown | No | No |  | Single Family Residence | Unknown | Unknown | No
40-0270 | 14253 Hwy 89 | Jay, FL 32565 | No | No | Non-Lead - Plastic | No | 2015-2022 | 3/4 | Service line repair or replacement record | Yes | Visual inspection at the meter pit | 2024-07-15 | Survey was conducted over two weeks from July 15th to July 26th. | Non-Lead - Plastic |  | 3/4" | Field inspection only with no records | Yes | Visual inspection at the meter pit | 2024-07-15 |  | Unknown | No | No |  | Single Family Residence | Unknown | Unknown | No
40-0276 | 3991 Arthur Avenue | Jay, FL 32565 | No | Yes | Non-Lead - Plastic | No | 2015-2022 | 3/4 | Service line repair or replacement record | Yes | Visual inspection at the meter pit | 2024-07-15 | Survey was conducted over two weeks from July 15th to July 26th. | Non-Lead - Plastic |  | 3/4" | Field inspection only with no records | Yes | Visual inspection at the meter pit | 2024-07-15 |  | Unknown | No | No |  | Single Family Residence | Unknown | Unknown | No
40-0280 | 14243 Hwy 89 | Jay, FL 32565 | No | No | Non-Lead - Plastic | No | 2015-2022 | 3/4 | Service line repair or replacement record | Yes | Visual inspection at the meter pit | 2024-07-15 | Survey was conducted over two weeks from July 15th to July 26th. | Non-Lead - Plastic |  | 3/4" | Field inspection only with no records | Yes | Visual inspection at the meter pit | 2024-07-15 |  | Unknown | No | No |  | Single Family Residence | Unknown | Unknown | No
40-0290 | 3979 Arthur Avenue | Jay, FL 32565 | No | Yes | Non-Lead - Plastic | No | 2015-2022 | 3/4 | Service line repair or replacement record | Yes | Visual inspection at the meter pit | 2024-07-15 | Survey was conducted over two weeks from July 15th to July 26th. | Non-Lead - Plastic |  | 3/4" | Field inspection only with no records | Yes | Visual inspection at the meter pit | 2024-07-15 |  | Unknown | No | No |  | Building | Unknown | Unknown | No
40-0300 | 3978 Arthur Avenue | Jay, FL 32565 | No | Yes | Non-Lead - Plastic | No | 2015-2022 | 3/4 | Service line repair or replacement record | Yes | Visual inspection at the meter pit | 2024-07-15 | Survey was conducted over two weeks from July 15th to July 26th. | Non-Lead - Plastic |  | 3/4" | Field inspection only with no records | Yes | Visual inspection at the meter pit | 2024-07-15 |  | Unknown | No | No |  | Single Family Residence | Unknown | Unknown | No
40-0310 | 14232 Hwy 89 | Jay, FL 32565 | No | No | Non-Lead - Plastic | No | 2015-2022 | 3/4 | Service line repair or replacement record | Yes | Visual inspection at the meter pit | 2024-07-15 | Survey was conducted over two weeks from July 15th to July 26th. | Non-Lead - Plastic |  | 3/4" | Field inspection only with no records | Yes | Visual inspection at the meter pit | 2024-07-15 |  | Unknown | No | No |  | Building | Unknown | Unknown | No
40-0320 | 14232 Hwy 89 | Jay, FL 32565 | No | No | Non-Lead - Plastic | No | 2015-2022 | 3/4 | Service line repair or replacement record | Yes | Visual inspection at the meter pit | 2024-07-15 | Survey was conducted over two weeks from July 15th to July 26th. | Non-Lead - Plastic |  | 3/4" | Field inspection only with no records | Yes | Visual inspection at the meter pit | 2024-07-15 |  | Unknown | No | No |  | Building | Unknown | Unknown | No
40-0330 | 14232 Hwy 89 | Jay, FL 32565 | No | No | Non-Lead - Plastic | No | 2015-2022 | 3/4 | Service line repair or replacement record | Yes | Visual inspection at the meter pit | 2024-07-15 | Survey was conducted over two weeks from July 15th to July 26th. | Non-Lead - Plastic |  | 3/4" | Field inspection only with no records | Yes | Visual inspection at the meter pit | 2024-07-15 |  | Unknown | No | No |  | Building | Unknown | Unknown | No
40-0340 | 3970 Arthur Avenue | Jay, FL 32565 | No | Yes | Non-Lead - Plastic | No | 2015-2022 | 3/4 | Service line repair or replacement record | Yes | Visual inspection at the meter pit | 2024-07-15 | Survey was conducted over two weeks from July 15th to July 26th. | Galvanized |  | 3/4" | Field inspection only with no records | Yes | Visual inspection at the meter pit | 2024-07-15 |  | Unknown | No | No |  | Single Family Residence | Unknown | Unknown | No
40-0365 | 5369 Commerce Street | Jay, FL 32565 | No | No | Non-Lead - Plastic | No | 2015-2022 | 3/4 | Service line repair or replacement record | Yes | Visual inspection at the meter pit | 2024-07-15 | Survey was conducted over two weeks from July 15th to July 26th. | Non-Lead - Plastic |  | 3/4" | Field inspection only with no records | Yes | Visual inspection at the meter pit | 2024-07-15 |  | Unknown | No | No |  | Building | Unknown | Unknown | No
40-0367 | 5409 Commerce Street | Jay, FL 32565 | No | No | Non-Lead - Plastic | No | 2015-2022 | 3/4 | Service line repair or replacement record | Yes | Visual inspection at the meter pit | 2024-07-15 | Survey was conducted over two weeks from July 15th to July 26th. | Non-Lead - Plastic |  | 3/4" | Field inspection only with no records | Yes | Visual inspection at the meter pit | 2024-07-15 |  | Unknown | No | No |  | Building | Unknown | Unknown | No
40-0370 | 14271 Alabama Street | Jay, FL 32565 | No | No | Non-Lead - Plastic | No | 2015-2022 | 3/4 | Service line repair or replacement record | Yes | Visual inspection at the meter pit | 2024-07-15 | Survey was conducted over two weeks from July 15th to July 26th. | Non-Lead - Plastic |  | 3/4" | Field inspection only with no records | Yes | Visual inspection at the meter pit | 2024-07-15 |  | Unknown | No | No |  | Single Family Residence | Unknown | Unknown | No
40-0390 | 3934 Arthur Avenue | Jay, FL 32565 | No | Yes | Non-Lead - Plastic | No | 2015-2022 | 3/4 | Service line repair or replacement record | Yes | Visual inspection at the meter pit | 2024-07-15 | Survey was conducted over two weeks from July 15th to July 26th. | Galvanized |  | 3/4" | Field inspection only with no records | Yes | Visual inspection at the meter pit | 2024-07-15 |  | Unknown | No | No |  | Single Family Residence | Unknown | Unknown | No
40-0400 | 3920 Arthur Avenue | Jay, FL 32565 | No | Yes | Non-Lead - Plastic | No | 2015-2022 | 3/4 | Service line repair or replacement record | Yes | Visual inspection at the meter pit | 2024-07-15 | Survey was conducted over two weeks from July 15th to July 26th. | Non-Lead - Plastic |  | 3/4" | Field inspection only with no records | Yes | Visual inspection at the meter pit | 2024-07-15 |  | Unknown | No | No |  | Single Family Residence | Unknown | Unknown | No
40-0410 | 3915 Arthur Avenue | Jay, FL 32565 | No | Yes | Non-Lead - Plastic | No | 2015-2022 | 3/4 | Service line repair or replacement record | Yes | Visual inspection at the meter pit | 2024-07-15 | Survey was conducted over two weeks from July 15th to July 26th. | Non-Lead - Plastic |  | 3/4" | Field inspection only with no records | Yes | Visual inspection at the meter pit | 2024-07-15 |  | Unknown | No | No |  | Single Family Residence | Unknown | Unknown | No
40-0420 | 5342 Commerce Street | Jay, FL 32565 | No | No | Non-Lead - Plastic | No | 2015-2022 | 3/4 | Service line repair or replacement record | Yes | Visual inspection at the meter pit | 2024-07-15 | Survey was conducted over two weeks from July 15th to July 26th. | Non-Lead - Plastic |  | 3/4" | Field inspection only with no records | Yes | Visual inspection at the meter pit | 2024-07-15 |  | Unknown | No | No |  | Single Family Residence | Unknown | Unknown | No
40-0430 | 5345 Commerce Street | Jay, FL 32565 | No | No | Non-Lead - Plastic | No | 2015-2022 | 3/4 | Service line repair or replacement record | Yes | Visual inspection at the meter pit | 2024-07-15 | Survey was conducted over two weeks from July 15th to July 26th. | Non-Lead - Plastic |  | 3/4" | Field inspection only with no records | Yes | Visual inspection at the meter pit | 2024-07-15 |  | Unknown | No | No |  | Single Family Residence | Unknown | Unknown | No
40-0440 | 5353 Commerce Street | Jay, FL 32565 | No | No | Non-Lead - Plastic | No | 2015-2022 | 3/4 | Service line repair or replacement record | Yes | Visual inspection at the meter pit | 2024-07-15 | Survey was conducted over two weeks from July 15th to July 26th. | Non-Lead - Plastic |  | 3/4" | Field inspection only with no records | Yes | Visual inspection at the meter pit | 2024-07-15 |  | Unknown | No | No |  | Single Family Residence | Unknown | Unknown | No
40-0450 | 5361 Commerce Street | Jay, FL 32565 | No | No | Non-Lead - Plastic | No | 2015-2022 | 3/4 | Service line repair or replacement record | Yes | Visual inspection at the meter pit | 2024-07-15 | Survey was conducted over two weeks from July 15th to July 26th. | Non-Lead - Plastic |  | 3/4" | Field inspection only with no records | Yes | Visual inspection at the meter pit | 2024-07-15 |  | Unknown | No | No |  | Single Family Residence | Unknown | Unknown | No
40-0460 | 5414 Commerce Street | Jay, FL 32565 | No | No | Non-Lead - Plastic | No | 2015-2022 | 3/4 | Service line repair or replacement record | Yes | Visual inspection at the meter pit | 2024-07-15 | Survey was conducted over two weeks from July 15th to July 26th. | Non-Lead - Plastic |  | 3/4" | Field inspection only with no records | Yes | Visual inspection at the meter pit | 2024-07-15 |  | Unknown | No | No |  | Building | Unknown | Unknown | No
40-0480 | 5414 Commerce Street | Jay, FL 32565 | No | No | Non-Lead - Plastic | No | 2015-2022 | 3/4 | Service line repair or replacement record | Yes | Visual inspection at the meter pit | 2024-07-15 | Survey was conducted over two weeks from July 15th to July 26th. | Non-Lead - Plastic |  | 3/4" | Field inspection only with no records | Yes | Visual inspection at the meter pit | 2024-07-15 |  | Unknown | No | No |  | Building | Unknown | Unknown | No
40-0490 | 5352 Commerce Street | Jay, FL 32565 | No | No | Non-Lead - Plastic | No | 2015-2022 | 3/4 | Service line repair or replacement record | Yes | Visual inspection at the meter pit | 2024-07-15 | Survey was conducted over two weeks from July 15th to July 26th. | Non-Lead - Plastic |  | 3/4" | Field inspection only with no records | Yes | Visual inspection at the meter pit | 2024-07-15 |  | Unknown | No | No |  | Building | Unknown | Unknown | No
40-0500 | 14210 Hwy 89 | Jay, FL 32565 | No | No | Non-Lead - Plastic | No | 2015-2022 | 3/4 | Service line repair or replacement record | Yes | Visual inspection at the meter pit | 2024-07-15 | Survey was conducted over two weeks from July 15th to July 26th. | Non-Lead - Plastic |  | 3/4" | Field inspection only with no records | Yes | Visual inspection at the meter pit | 2024-07-15 |  | Unknown | No | No |  | Building | Unknown | Unknown | No
40-0510 | 3822 Coleman Avenue | Jay, FL 32565 Bldg A | No | No | Non-Lead - Plastic | No | 2015-2022 | 3/4 | Service line repair or replacement record | Yes | Visual inspection at the meter pit | 2024-07-15 | Survey was conducted over two weeks from July 15th to July 26th. | Non-Lead - Plastic |  | 3/4" | Field inspection only with no records | Yes | Visual inspection at the meter pit | 2024-07-15 |  | Unknown | No | No |  | Building | Unknown | Unknown | No
40-0520 | 3866 Coleman Avenue | Jay, FL 32565 | No | No | Non-Lead - Plastic | No | 2015-2022 | 3/4 | Service line repair or replacement record | Yes | Visual inspection at the meter pit | 2024-07-15 | Survey was conducted over two weeks from July 15th to July 26th. | Non-Lead - Plastic |  | 3/4" | Field inspection only with no records | Yes | Visual inspection at the meter pit | 2024-07-15 |  | Unknown | No | No |  | Single Family Residence | Unknown | Unknown | No
40-0530 | 3822 Coleman Avenue | Jay, FL 32565 | No | No | Non-Lead - Plastic | No | 2015-2022 | 3/4 | Service line repair or replacement record | Yes | Visual inspection at the meter pit | 2024-07-15 | Survey was conducted over two weeks from July 15th to July 26th. | Non-Lead - Plastic |  | 3/4" | Field inspection only with no records | Yes | Visual inspection at the meter pit | 2024-07-15 |  | Unknown | No | No |  | Building | Unknown | Unknown | No
40-0535 | 3822 Coleman Avenue | Jay, FL 32565 | No | No | Non-Lead - Plastic | No | 2015-2022 | 3/4 | Service line repair or replacement record | Yes | Visual inspection at the meter pit | 2024-07-15 | Survey was conducted over two weeks from July 15th to July 26th. | Non-Lead - Plastic |  | 3/4" | Field inspection only with no records | Yes | Visual inspection at the meter pit | 2024-07-15 |  | Unknown | No | No |  | Building | Unknown | Unknown | No
40-0540 | 3872 Coleman Avenue | Jay, FL 32565 | No | No | Non-Lead - Plastic | No | 2015-2022 | 3/4 | Service line repair or replacement record | Yes | Visual inspection at the meter pit | 2024-07-15 | Survey was conducted over two weeks from July 15th to July 26th. | Non-Lead - Plastic |  | 3/4" | Field inspection only with no records | Yes | Visual inspection at the meter pit | 2024-07-15 |  | Unknown | No | No |  | Building | Unknown | Unknown | No
40-0550 | 3822 Coleman Avenue | Jay, FL 32565 Bldg B | No | No | Non-Lead - Plastic | No | 2015-2022 | 3/4 | Service line repair or replacement record | Yes | Visual inspection at the meter pit | 2024-07-15 | Survey was conducted over two weeks from July 15th to July 26th. | Non-Lead - Plastic |  | 3/4" | Field inspection only with no records | Yes | Visual inspection at the meter pit | 2024-07-15 |  | Unknown | No | No |  | Building | Unknown | Unknown | No
40-0560 | 3898 Hwy 4 | Jay, FL 32565 | No | No | Non-Lead - Plastic | No | 2015-2022 | 3/4 | Service line repair or replacement record | Yes | Visual inspection at the meter pit | 2024-07-15 | Survey was conducted over two weeks from July 15th to July 26th. | Non-Lead - Plastic |  | 3/4" | Field inspection only with no records | Yes | Visual inspection at the meter pit | 2024-07-15 |  | Unknown | No | No |  | Building | Unknown | Unknown | No
40-0565 | 5320 Commerce Street | Jay, FL 32565 | No | No | Non-Lead - Plastic | No | 2015-2022 | 3/4 | Service line repair or replacement record | Yes | Visual inspection at the meter pit | 2024-07-15 | Survey was conducted over two weeks from July 15th to July 26th. | Non-Lead - Plastic |  | 3/4" | Field inspection only with no records | Yes | Visual inspection at the meter pit | 2024-07-15 |  | Unknown | No | No |  | Building | Unknown | Unknown | No
40-0570 | 3853 Hwy 4 | Jay, FL 32565 | No | No | Non-Lead - Plastic | No | 2015-2022 | 3/4 | Service line repair or replacement record | Yes | Visual inspection at the meter pit | 2024-07-15 | Survey was conducted over two weeks from July 15th to July 26th. | Non-Lead - Plastic |  | 3/4" | Field inspection only with no records | Yes | Visual inspection at the meter pit | 2024-07-15 |  | Unknown | No | No |  | Building | Unknown | Unknown | No
40-0580 | 3848 McCurdy Avenue | Jay, FL 32565 | No | Yes | Non-Lead - Plastic | No | 2015-2022 | 3/4 | Service line repair or replacement record | Yes | Visual inspection at the meter pit | 2024-07-15 | Survey was conducted over two weeks from July 15th to July 26th. | Non-Lead - Plastic |  | 3/4" | Field inspection only with no records | Yes | Visual inspection at the meter pit | 2024-07-15 |  | Unknown | No | No |  | Single Family Residence | Unknown | Unknown | No
40-0590 | 3844 McCurdy Avenue | Jay, FL 32565 | No | Yes | Non-Lead - Plastic | No | 2015-2022 | 3/4 | Service line repair or replacement record | Yes | Visual inspection at the meter pit | 2024-07-15 | Survey was conducted over two weeks from July 15th to July 26th. | Galvanized |  | 3/4" | Field inspection only with no records | Yes | Visual inspection at the meter pit | 2024-07-15 |  | Unknown | No | No |  | Single Family Residence | Unknown | Unknown | No
40-0600 | 3839 McCurdy Avenue | Jay, FL 32565 | No | Yes | Non-Lead - Plastic | No | 2015-2022 | 3/4 | Service line repair or replacement record | Yes | Visual inspection at the meter pit | 2024-07-15 | Survey was conducted over two weeks from July 15th to July 26th. | Non-Lead - Plastic |  | 3/4" | Field inspection only with no records | Yes | Visual inspection at the meter pit | 2024-07-15 |  | Unknown | No | No |  | Single Family Residence | Unknown | Unknown | No
40-0620 | 3826 McCurdy Avenue | Jay, FL 32565 | No | Yes | Non-Lead - Plastic | No | 2015-2022 | 3/4 | Service line repair or replacement record | Yes | Visual inspection at the meter pit | 2024-07-15 | Survey was conducted over two weeks from July 15th to July 26th. | Non-Lead - Plastic |  | 3/4" | Field inspection only with no records | Yes | Visual inspection at the meter pit | 2024-07-15 |  | Unknown | No | No |  | Single Family Residence | Unknown | Unknown | No
40-0630 | 3822 McCurdy Avenue | Jay, FL 32565 | No | Yes | Non-Lead - Plastic | No | 2015-2022 | 3/4 | Service line repair or replacement record | Yes | Visual inspection at the meter pit | 2024-07-15 | Survey was conducted over two weeks from July 15th to July 26th. | Non-Lead - Plastic |  | 3/4" | Field inspection only with no records | Yes | Visual inspection at the meter pit | 2024-07-15 |  | Unknown | No | No |  | Single Family Residence | Unknown | Unknown | No
40-0635 | 3818 McCurdy Avenue | Jay, FL 32565 | No | Yes | Non-Lead - Plastic | No | 2015-2022 | 3/4 | Service line repair or replacement record | Yes | Visual inspection at the meter pit | 2024-07-15 | Survey was conducted over two weeks from July 15th to July 26th. | Non-Lead - Plastic |  | 3/4" | Field inspection only with no records | Yes | Visual inspection at the meter pit | 2024-07-15 |  | Unknown | No | No |  | Single Family Residence | Unknown | Unknown | No
40-0650 | 5269 Mary Street | Jay, FL 32565 | No | Yes | Non-Lead - Plastic | No | 2015-2022 | 3/4 | Service line repair or replacement record | Yes | Visual inspection at the meter pit | 2024-07-15 | Survey was conducted over two weeks from July 15th to July 26th. | Non-Lead - Plastic |  | 3/4" | Field inspection only with no records | Yes | Visual inspection at the meter pit | 2024-07-15 |  | Unknown | No | No |  | Single Family Residence | Unknown | Unknown | No
40-0660 | 3823 McCurdy Avenue | Jay, FL 32565 | No | Yes | Non-Lead - Plastic | No | 2015-2022 | 3/4 | Service line repair or replacement record | Yes | Visual inspection at the meter pit | 2024-07-15 | Survey was conducted over two weeks from July 15th to July 26th. | Non-Lead - Plastic |  | 3/4" | Field inspection only with no records | Yes | Visual inspection at the meter pit | 2024-07-15 |  | Unknown | No | No |  | Single Family Residence | Unknown | Unknown | No
40-0670 | 5263 Mary Street | Jay, FL 32565 | No | Yes | Non-Lead - Plastic | No | 2015-2022 | 3/4 | Service line repair or replacement record | Yes | Visual inspection at the meter pit | 2024-07-15 | Survey was conducted over two weeks from July 15th to July 26th. | Non-Lead - Plastic |  | 3/4" | Field inspection only with no records | Yes | Visual inspection at the meter pit | 2024-07-15 |  | Unknown | No | No |  | Single Family Residence | Unknown | Unknown | No
40-0690 | 5241 Mary Street | Jay, FL 32565 | No | Yes | Non-Lead - Plastic | No | 2015-2022 | 3/4 | Service line repair or replacement record | Yes | Visual inspection at the meter pit | 2024-07-15 | Survey was conducted over two weeks from July 15th to July 26th. | Non-Lead - Plastic |  | 3/4" | Field inspection only with no records | Yes | Visual inspection at the meter pit | 2024-07-15 |  | Unknown | No | No |  | Single Family Residence | Unknown | Unknown | No
40-0700 | 5253 Mary Street | Jay, FL 32565 | No | Yes | Non-Lead - Plastic | No | 2015-2022 | 3/4 | Service line repair or replacement record | Yes | Visual inspection at the meter pit | 2024-07-15 | Survey was conducted over two weeks from July 15th to July 26th. | Non-Lead - Plastic |  | 3/4" | Field inspection only with no records | Yes | Visual inspection at the meter pit | 2024-07-15 |  | Unknown | No | No |  | Single Family Residence | Unknown | Unknown | No
40-0710 | 3806 Clanton Street | Jay, FL 32565 | No | Yes | Non-Lead - Plastic | No | 2015-2022 | 3/4 | Service line repair or replacement record | Yes | Visual inspection at the meter pit | 2024-07-15 | Survey was conducted over two weeks from July 15th to July 26th. | Non-Lead - Plastic |  | 3/4" | Field inspection only with no records | Yes | Visual inspection at the meter pit | 2024-07-15 |  | Unknown | No | No |  | Single Family Residence | Unknown | Unknown | No
40-0730 | 3803 Clanton Street | Jay, FL 32565 | No | Yes | Non-Lead - Plastic | No | 2015-2022 | 3/4 | Service line repair or replacement record | Yes | Visual inspection at the meter pit | 2024-07-15 | Survey was conducted over two weeks from July 15th to July 26th. | Non-Lead - Plastic |  | 3/4" | Field inspection only with no records | Yes | Visual inspection at the meter pit | 2024-07-15 |  | Unknown | No | No |  | Single Family Residence | Unknown | Unknown | No
40-0750 | 5235 Mary Street | Jay, FL 32565 | No | Yes | Non-Lead - Plastic | No | 2015-2022 | 3/4 | Service line repair or replacement record | Yes | Visual inspection at the meter pit | 2024-07-15 | Survey was conducted over two weeks from July 15th to July 26th. | Non-Lead - Plastic |  | 3/4" | Field inspection only with no records | Yes | Visual inspection at the meter pit | 2024-07-15 |  | Unknown | No | No |  | Single Family Residence | Unknown | Unknown | No
40-0760 | 5252 Mary Street | Jay, FL 32565 | No | Yes | Non-Lead - Plastic | No | 2015-2022 | 3/4 | Service line repair or replacement record | Yes | Visual inspection at the meter pit | 2024-07-15 | Survey was conducted over two weeks from July 15th to July 26th. | Non-Lead - Plastic |  | 3/4" | Field inspection only with no records | Yes | Visual inspection at the meter pit | 2024-07-15 |  | Unknown | No | No |  | Single Family Residence | Unknown | Unknown | No
40-0780 | 3823 Clanton Street | Jay, FL 32565 | No | Yes | Non-Lead - Plastic | No | 2015-2022 | 3/4 | Service line repair or replacement record | Yes | Visual inspection at the meter pit | 2024-07-15 | Survey was conducted over two weeks from July 15th to July 26th. | Non-Lead - Plastic |  | 3/4" | Field inspection only with no records | Yes | Visual inspection at the meter pit | 2024-07-15 |  | Unknown | No | No |  | Single Family Residence | Unknown | Unknown | No
40-0790 | 5241 Spring Street | Jay, FL 32565 | No | Yes | Non-Lead - Plastic | No | 2015-2022 | 3/4 | Service line repair or replacement record | Yes | Visual inspection at the meter pit | 2024-07-15 | Survey was conducted over two weeks from July 15th to July 26th. | Non-Lead - Plastic |  | 3/4" | Field inspection only with no records | Yes | Visual inspection at the meter pit | 2024-07-15 |  | Unknown | No | No |  | Single Family Residence | Unknown | Unknown | No
40-0800 | 3840 Clanton Street | Jay, FL 32565 | No | Yes | Non-Lead - Plastic | No | 2015-2022 | 3/4 | Service line repair or replacement record | Yes | Visual inspection at the meter pit | 2024-07-15 | Survey was conducted over two weeks from July 15th to July 26th. | Non-Lead - Plastic |  | 3/4" | Field inspection only with no records | Yes | Visual inspection at the meter pit | 2024-07-15 |  | Unknown | No | No |  | Single Family Residence | Unknown | Unknown | No
40-0810 | 5269 Calfee Street | Jay, FL 32565 | No | Yes | Non-Lead - Plastic | No | 2015-2022 | 3/4 | Service line repair or replacement record | Yes | Visual inspection at the meter pit | 2024-07-15 | Survey was conducted over two weeks from July 15th to July 26th. | Non-Lead - Plastic |  | 3/4" | Field inspection only with no records | Yes | Visual inspection at the meter pit | 2024-07-15 |  | Unknown | No | No |  | Single Family Residence | Unknown | Unknown | No
40-0815 | 5253 Spring Street | Jay, FL 32565 | No | Yes | Non-Lead - Plastic | No | 2015-2022 | 3/4 | Service line repair or replacement record | Yes | Visual inspection at the meter pit | 2024-07-15 | Survey was conducted over two weeks from July 15th to July 26th. | Non-Lead - Plastic |  | 3/4" | Field inspection only with no records | Yes | Visual inspection at the meter pit | 2024-07-15 |  | Unknown | No | No |  | Single Family Residence | Unknown | Unknown | No
40-0820 | 5247 Spring Street | Jay, FL 32565 | No | Yes | Non-Lead - Plastic | No | 2015-2022 | 3/4 | Service line repair or replacement record | Yes | Visual inspection at the meter pit | 2024-07-15 | Survey was conducted over two weeks from July 15th to July 26th. | Non-Lead - Plastic |  | 3/4" | Field inspection only with no records | Yes | Visual inspection at the meter pit | 2024-07-15 |  | Unknown | No | No |  | Single Family Residence | Unknown | Unknown | No
40-0830 | 5257 Spring Street | Jay, FL 32565 | No | Yes | Non-Lead - Plastic | No | 2015-2022 | 3/4 | Service line repair or replacement record | Yes | Visual inspection at the meter pit | 2024-07-15 | Survey was conducted over two weeks from July 15th to July 26th. | Non-Lead - Plastic |  | 3/4" | Field inspection only with no records | Yes | Visual inspection at the meter pit | 2024-07-15 |  | Unknown | No | No |  | Single Family Residence | Unknown | Unknown | No
50-0010 | 5244 Spring Street | Jay, FL 32565 | No | Yes | Non-Lead - Plastic | No | 2015-2022 | 3/4 | Service line repair or replacement record | Yes | Visual inspection at the meter pit | 2024-07-15 | Survey was conducted over two weeks from July 15th to July 26th. | Non-Lead - Plastic |  | 3/4" | Field inspection only with no records | Yes | Visual inspection at the meter pit | 2024-07-15 |  | Unknown | No | No |  | Building | Unknown | Unknown | No
50-0015 | 3865 Scott's Plaza Drive | Jay, FL 32565 | No | No | Non-Lead - Plastic | No | 2015-2022 | 3/4 | Service line repair or replacement record | Yes | Visual inspection at the meter pit | 2024-07-15 | Survey was conducted over two weeks from July 15th to July 26th. | Non-Lead - Plastic |  | 3/4" | Field inspection only with no records | Yes | Visual inspection at the meter pit | 2024-07-15 |  | Unknown | No | No |  | Building | Unknown | Unknown | No
50-0020 | 5230 Spring Street | Jay, FL 32565 | No | Yes | Non-Lead - Plastic | No | 2015-2022 | 3/4 | Service line repair or replacement record | Yes | Visual inspection at the meter pit | 2024-07-15 | Survey was conducted over two weeks from July 15th to July 26th. | Non-Lead - Plastic |  | 3/4" | Field inspection only with no records | Yes | Visual inspection at the meter pit | 2024-07-15 |  | Unknown | No | No |  | Single Family Residence | Unknown | Unknown | No
50-0030 | 5216 Spring Street | Jay, FL 32565 | No | Yes | Non-Lead - Plastic | No | 2015-2022 | 3/4 | Service line repair or replacement record | Yes | Visual inspection at the meter pit | 2024-07-15 | Survey was conducted over two weeks from July 15th to July 26th. | Non-Lead - Plastic |  | 3/4" | Field inspection only with no records | Yes | Visual inspection at the meter pit | 2024-07-15 |  | Unknown | No | No |  | Single Family Residence | Unknown | Unknown | No
50-0035 | 5227 Spring Street | Jay, FL 32565 | No | Yes | Non-Lead - Plastic | No | 2015-2022 | 3/4 | Service line repair or replacement record | Yes | Visual inspection at the meter pit | 2024-07-15 | Survey was conducted over two weeks from July 15th to July 26th. | Non-Lead - Plastic |  | 3/4" | Field inspection only with no records | Yes | Visual inspection at the meter pit | 2024-07-15 |  | Unknown | No | No |  | Single Family Residence | Unknown | Unknown | No
50-0040 | 5212 Spring Street | Jay, FL 32565 | No | Yes | Non-Lead - Plastic | No | 2015-2022 | 3/4 | Service line repair or replacement record | Yes | Visual inspection at the meter pit | 2024-07-15 | Survey was conducted over two weeks from July 15th to July 26th. | Non-Lead - Plastic |  | 3/4" | Field inspection only with no records | Yes | Visual inspection at the meter pit | 2024-07-15 |  | Unknown | No | No |  | Single Family Residence | Unknown | Unknown | No
50-0045 | 5210 Spring Street | Jay, FL 32565 | No | Yes | Non-Lead - Plastic | No | 2015-2022 | 3/4 | Service line repair or replacement record | Yes | Visual inspection at the meter pit | 2024-07-15 | Survey was conducted over two weeks from July 15th to July 26th. | Non-Lead - Plastic |  | 3/4" | Field inspection only with no records | Yes | Visual inspection at the meter pit | 2024-07-15 |  | Unknown | No | No |  | Single Family Residence | Unknown | Unknown | No
50-0047 | 5227 Spring Street | Jay, FL 32565 | No | Yes | Non-Lead - Plastic | No | 2015-2022 | 3/4 | Service line repair or replacement record | Yes | Visual inspection at the meter pit | 2024-07-15 | Survey was conducted over two weeks from July 15th to July 26th. | Non-Lead - Plastic |  | 3/4" | Field inspection only with no records | Yes | Visual inspection at the meter pit | 2024-07-15 |  | Unknown | No | No |  | Single Family Residence | Unknown | Unknown | No
50-0050 | 5202 Spring Street | Jay, FL 32565 | No | Yes | Non-Lead - Plastic | No | 2015-2022 | 3/4 | Service line repair or replacement record | Yes | Visual inspection at the meter pit | 2024-07-15 | Survey was conducted over two weeks from July 15th to July 26th. | Non-Lead - Plastic |  | 3/4" | Field inspection only with no records | Yes | Visual inspection at the meter pit | 2024-07-15 |  | Unknown | No | No |  | Single Family Residence | Unknown | Unknown | No
50-0060 | 5213 Spring Street | Jay, FL 32565 | No | Yes | Non-Lead - Plastic | No | 2015-2022 | 3/4 | Service line repair or replacement record | Yes | Visual inspection at the meter pit | 2024-07-15 | Survey was conducted over two weeks from July 15th to July 26th. | Non-Lead - Plastic |  | 3/4" | Field inspection only with no records | Yes | Visual inspection at the meter pit | 2024-07-15 |  | Unknown | No | No |  | Single Family Residence | Unknown | Unknown | No
50-0070 | 5207 Spring Street | Jay, FL 32565 | No | Yes | Non-Lead - Plastic | No | 2015-2022 | 3/4 | Service line repair or replacement record | Yes | Visual inspection at the meter pit | 2024-07-15 | Survey was conducted over two weeks from July 15th to July 26th. | Non-Lead - Plastic |  | 3/4" | Field inspection only with no records | Yes | Visual inspection at the meter pit | 2024-07-15 |  | Unknown | No | No |  | Single Family Residence | Unknown | Unknown | No
50-0080 | 5199 Spring Street | Jay, FL 32565 | No | Yes | Non-Lead - Plastic | No | 2015-2022 | 3/4 | Service line repair or replacement record | Yes | Visual inspection at the meter pit | 2024-07-15 | Survey was conducted over two weeks from July 15th to July 26th. | Non-Lead - Plastic |  | 3/4" | Field inspection only with no records | Yes | Visual inspection at the meter pit | 2024-07-15 |  | Unknown | No | No |  | Single Family Residence | Unknown | Unknown | No
50-0090 | 5191 Spring Street | Jay, FL 32565 | No | Yes | Non-Lead - Plastic | No | 2015-2022 | 3/4 | Service line repair or replacement record | Yes | Visual inspection at the meter pit | 2024-07-15 | Survey was conducted over two weeks from July 15th to July 26th. | Non-Lead - Plastic |  | 3/4" | Field inspection only with no records | Yes | Visual inspection at the meter pit | 2024-07-15 |  | Unknown | No | No |  | Single Family Residence | Unknown | Unknown | No
50-0100 | 5185 Spring Street | Jay, FL 32565 | No | Yes | Non-Lead - Plastic | No | 2015-2022 | 3/4 | Service line repair or replacement record | Yes | Visual inspection at the meter pit | 2024-07-15 | Survey was conducted over two weeks from July 15th to July 26th. | Non-Lead - Plastic |  | 3/4" | Field inspection only with no records | Yes | Visual inspection at the meter pit | 2024-07-15 |  | Unknown | No | No |  | Single Family Residence | Unknown | Unknown | No
50-0110 | 5177 Spring Street | Jay, FL 32565 | No | Yes | Non-Lead - Plastic | No | 2015-2022 | 3/4 | Service line repair or replacement record | Yes | Visual inspection at the meter pit | 2024-07-15 | Survey was conducted over two weeks from July 15th to July 26th. | Non-Lead - Plastic |  | 3/4" | Field inspection only with no records | Yes | Visual inspection at the meter pit | 2024-07-15 |  | Unknown | No | No |  | Single Family Residence | Unknown | Unknown | No
50-0120 | 5173 Spring Street | Jay, FL 32565 | No | Yes | Non-Lead - Plastic | No | 2015-2022 | 3/4 | Service line repair or replacement record | Yes | Visual inspection at the meter pit | 2024-07-15 | Survey was conducted over two weeks from July 15th to July 26th. | Non-Lead - Plastic |  | 3/4" | Field inspection only with no records | Yes | Visual inspection at the meter pit | 2024-07-15 |  | Unknown | No | No |  | Single Family Residence | Unknown | Unknown | No
50-0130 | 5157 Spring Street | Jay, FL 32565 | No | No | Non-Lead - Plastic | No | 2015-2022 | 3/4 | Service line repair or replacement record | Yes | Visual inspection at the meter pit | 2024-07-15 | Survey was conducted over two weeks from July 15th to July 26th. | Non-Lead - Plastic |  | 3/4" | Field inspection only with no records | Yes | Visual inspection at the meter pit | 2024-07-15 |  | Unknown | No | No |  | Single Family Residence | Unknown | Unknown | No
50-0140 | 5148 Spring Street | Jay, FL 32565 | No | No | Non-Lead - Plastic | No | 2015-2022 | 3/4 | Service line repair or replacement record | Yes | Visual inspection at the meter pit | 2024-07-15 | Survey was conducted over two weeks from July 15th to July 26th. | Non-Lead - Plastic |  | 3/4" | Field inspection only with no records | Yes | Visual inspection at the meter pit | 2024-07-15 |  | Unknown | No | No |  | Single Family Residence | Unknown | Unknown | No
50-0150 | 5162 Spring Street | Jay, FL 32565 | No | No | Non-Lead - Plastic | No | 2015-2022 | 3/4 | Service line repair or replacement record | Yes | Visual inspection at the meter pit | 2024-07-15 | Survey was conducted over two weeks from July 15th to July 26th. | Non-Lead - Plastic |  | 3/4" | Field inspection only with no records | Yes | Visual inspection at the meter pit | 2024-07-15 |  | Unknown | No | No |  | Single Family Residence | Unknown | Unknown | No
50-0160 | 5171 Mildred Street | Jay, FL 32565 | No | No | Non-Lead - Plastic | No | 2015-2022 | 3/4 | Service line repair or replacement record | Yes | Visual inspection at the meter pit | 2024-07-15 | Survey was conducted over two weeks from July 15th to July 26th. | Non-Lead - Plastic |  | 3/4" | Field inspection only with no records | Yes | Visual inspection at the meter pit | 2024-07-15 |  | Unknown | No | No |  | Single Family Residence | Unknown | Unknown | No
50-0165 | 5169 Mildred Street | Jay, FL 32565 | No | No | Non-Lead - Plastic | No | 2015-2022 | 3/4 | Service line repair or replacement record | Yes | Visual inspection at the meter pit | 2024-07-15 | Survey was conducted over two weeks from July 15th to July 26th. | Non-Lead - Plastic |  | 3/4" | Field inspection only with no records | Yes | Visual inspection at the meter pit | 2024-07-15 |  | Unknown | No | No |  | Single Family Residence | Unknown | Unknown | No
50-0170 | 5176 Robin Street | Jay, FL 32565 | No | No | Non-Lead - Plastic | No | 2015-2022 | 3/4 | Service line repair or replacement record | Yes | Visual inspection at the meter pit | 2024-07-15 | Survey was conducted over two weeks from July 15th to July 26th. | Non-Lead - Plastic |  | 3/4" | Field inspection only with no records | Yes | Visual inspection at the meter pit | 2024-07-15 |  | Unknown | No | No |  | Single Family Residence | Unknown | Unknown | No
50-0180 | 5168 Robin Street | Jay, FL 32565 | No | No | Non-Lead - Plastic | No | 2015-2022 | 3/4 | Service line repair or replacement record | Yes | Visual inspection at the meter pit | 2024-07-15 | Survey was conducted over two weeks from July 15th to July 26th. | Non-Lead - Plastic |  | 3/4" | Field inspection only with no records | Yes | Visual inspection at the meter pit | 2024-07-15 |  | Unknown | No | No |  | Single Family Residence | Unknown | Unknown | No
50-0190 | 5162 Robin Street | Jay, FL 32565 | No | No | Non-Lead - Plastic | No | 2015-2022 | 3/4 | Service line repair or replacement record | Yes | Visual inspection at the meter pit | 2024-07-15 | Survey was conducted over two weeks from July 15th to July 26th. | Non-Lead - Plastic |  | 3/4" | Field inspection only with no records | Yes | Visual inspection at the meter pit | 2024-07-15 |  | Unknown | No | No |  | Single Family Residence | Unknown | Unknown | No
50-0195 | 5158 Robin Street | Jay, FL 32565 | No | No | Non-Lead - Plastic | No | 2015-2022 | 3/4 | Service line repair or replacement record | Yes | Visual inspection at the meter pit | 2024-07-15 | Survey was conducted over two weeks from July 15th to July 26th. | Non-Lead - Plastic |  | 3/4" | Field inspection only with no records | Yes | Visual inspection at the meter pit | 2024-07-15 |  | Unknown | No | No |  | Single Family Residence | Unknown | Unknown | No
50-0200 | 5152 Mildred Street | Jay, FL 32565 | No | No | Non-Lead - Plastic | No | 2015-2022 | 3/4 | Service line repair or replacement record | Yes | Visual inspection at the meter pit | 2024-07-15 | Survey was conducted over two weeks from July 15th to July 26th. | Non-Lead - Plastic |  | 3/4" | Field inspection only with no records | Yes | Visual inspection at the meter pit | 2024-07-15 |  | Unknown | No | No |  | Single Family Residence | Unknown | Unknown | No
50-0210 | 5151 Mildred Street | Jay, FL 32565 | No | No | Non-Lead - Plastic | No | 2015-2022 | 3/4 | Service line repair or replacement record | Yes | Visual inspection at the meter pit | 2024-07-15 | Survey was conducted over two weeks from July 15th to July 26th. | Non-Lead - Plastic |  | 3/4" | Field inspection only with no records | Yes | Visual inspection at the meter pit | 2024-07-15 |  | Unknown | No | No |  | Single Family Residence | Unknown | Unknown | No
50-0220 | 5145 Mildred Street | Jay, FL 32565 | No | No | Non-Lead - Plastic | No | 2015-2022 | 3/4 | Service line repair or replacement record | Yes | Visual inspection at the meter pit | 2024-07-15 | Survey was conducted over two weeks from July 15th to July 26th. | Non-Lead - Plastic |  | 3/4" | Field inspection only with no records | Yes | Visual inspection at the meter pit | 2024-07-15 |  | Unknown | No | No |  | Single Family Residence | Unknown | Unknown | No
50-0230 | 5132 Mildred Street | Jay, FL 32565 | No | No | Non-Lead - Plastic | No | 2015-2022 | 3/4 | Service line repair or replacement record | Yes | Visual inspection at the meter pit | 2024-07-15 | Survey was conducted over two weeks from July 15th to July 26th. | Non-Lead - Plastic |  | 3/4" | Field inspection only with no records | Yes | Visual inspection at the meter pit | 2024-07-15 |  | Unknown | No | No |  | Single Family Residence | Unknown | Unknown | No
50-0240 | 5133 Mildred Street | Jay, FL 32565 | No | No | Non-Lead - Plastic | No | 2015-2022 | 3/4 | Service line repair or replacement record | Yes | Visual inspection at the meter pit | 2024-07-15 | Survey was conducted over two weeks from July 15th to July 26th. | Non-Lead - Plastic |  | 3/4" | Field inspection only with no records | Yes | Visual inspection at the meter pit | 2024-07-15 |  | Unknown | No | No |  | Single Family Residence | Unknown | Unknown | No
50-0250 | 5126 Mildred Street | Jay, FL 32565 | No | No | Non-Lead - Plastic | No | 2015-2022 | 3/4 | Service line repair or replacement record | Yes | Visual inspection at the meter pit | 2024-07-15 | Survey was conducted over two weeks from July 15th to July 26th. | Non-Lead - Plastic |  | 3/4" | Field inspection only with no records | Yes | Visual inspection at the meter pit | 2024-07-15 |  | Unknown | No | No |  | Single Family Residence | Unknown | Unknown | No
50-0260 | 5115 Mildred Street | Jay, FL 32565 | No | No | Non-Lead - Plastic | No | 2015-2022 | 3/4 | Service line repair or replacement record | Yes | Visual inspection at the meter pit | 2024-07-15 | Survey was conducted over two weeks from July 15th to July 26th. | Non-Lead - Plastic |  | 3/4" | Field inspection only with no records | Yes | Visual inspection at the meter pit | 2024-07-15 |  | Unknown | No | No |  | Single Family Residence | Unknown | Unknown | No
50-0270 | 5105 Mildred Street | Jay, FL 32565 | No | No | Non-Lead - Plastic | No | 2015-2022 | 3/4 | Service line repair or replacement record | Yes | Visual inspection at the meter pit | 2024-07-15 | Survey was conducted over two weeks from July 15th to July 26th. | Non-Lead - Plastic |  | 3/4" | Field inspection only with no records | Yes | Visual inspection at the meter pit | 2024-07-15 |  | Unknown | No | No |  | Single Family Residence | Unknown | Unknown | No
50-0280 | 5105 Mildred Street | Jay, FL 32565 | No | No | Non-Lead - Plastic | No | 2015-2022 | 3/4 | Service line repair or replacement record | Yes | Visual inspection at the meter pit | 2024-07-15 | Survey was conducted over two weeks from July 15th to July 26th. | Non-Lead - Plastic |  | 3/4" | Field inspection only with no records | Yes | Visual inspection at the meter pit | 2024-07-15 |  | Unknown | No | No |  | Single Family Residence | Unknown | Unknown | No
50-0285 | 5095 Mildred Street | Jay, FL 32565 | No | No | Non-Lead - Plastic | No | 2015-2022 | 3/4 | Service line repair or replacement record | Yes | Visual inspection at the meter pit | 2024-07-15 | Survey was conducted over two weeks from July 15th to July 26th. | Non-Lead - Plastic |  | 3/4" | Field inspection only with no records | Yes | Visual inspection at the meter pit | 2024-07-15 |  | Unknown | No | No |  | Single Family Residence | Unknown | Unknown | No
50-0290 | 5088 Mildred Street | Jay, FL 32565 | No | No | Non-Lead - Plastic | No | 2015-2022 | 3/4 | Service line repair or replacement record | Yes | Visual inspection at the meter pit | 2024-07-15 | Survey was conducted over two weeks from July 15th to July 26th. | Non-Lead - Plastic |  | 3/4" | Field inspection only with no records | Yes | Visual inspection at the meter pit | 2024-07-15 |  | Unknown | No | No |  | Single Family Residence | Unknown | Unknown | No
50-0300 | 5123 Robin Street | Jay, FL 32565 | No | No | Non-Lead - Plastic | No | 2015-2022 | 3/4 | Service line repair or replacement record | Yes | Visual inspection at the meter pit | 2024-07-15 | Survey was conducted over two weeks from July 15th to July 26th. | Non-Lead - Plastic |  | 3/4" | Field inspection only with no records | Yes | Visual inspection at the meter pit | 2024-07-15 |  | Unknown | No | No |  | Single Family Residence | Unknown | Unknown | No
50-0310 | 5129 Robin Street | Jay, FL 32565 | No | No | Non-Lead - Plastic | No | 2015-2022 | 3/4 | Service line repair or replacement record | Yes | Visual inspection at the meter pit | 2024-07-15 | Survey was conducted over two weeks from July 15th to July 26th. | Non-Lead - Plastic |  | 3/4" | Field inspection only with no records | Yes | Visual inspection at the meter pit | 2024-07-15 |  | Unknown | No | No |  | Single Family Residence | Unknown | Unknown | No
50-0320 | 5155 Robin Street | Jay, FL 32565 | No | No | Non-Lead - Plastic | No | 2015-2022 | 3/4 | Service line repair or replacement record | Yes | Visual inspection at the meter pit | 2024-07-15 | Survey was conducted over two weeks from July 15th to July 26th. | Non-Lead - Plastic |  | 3/4" | Field inspection only with no records | Yes | Visual inspection at the meter pit | 2024-07-15 |  | Unknown | No | No |  | Single Family Residence | Unknown | Unknown | No
50-0350 | 13997 Hwy 89 | Jay, FL 32565 | No | No | Non-Lead - Plastic | No | 2015-2022 | 3/4 | Service line repair or replacement record | Yes | Visual inspection at the meter pit | 2024-07-15 | Survey was conducted over two weeks from July 15th to July 26th. | Non-Lead - Plastic |  | 3/4" | Field inspection only with no records | Yes | Visual inspection at the meter pit | 2024-07-15 |  | Unknown | No | No |  | Single Family Residence | Unknown | Unknown | No
50-0360 | 14006 Alabama Street | Jay, FL 32565 | No | No | Non-Lead - Plastic | No | 2015-2022 | 3/4 | Service line repair or replacement record | Yes | Visual inspection at the meter pit | 2024-07-15 | Survey was conducted over two weeks from July 15th to July 26th. | Non-Lead - Plastic |  | 3/4" | Field inspection only with no records | Yes | Visual inspection at the meter pit | 2024-07-15 |  | Unknown | No | No |  | Single Family Residence | Unknown | Unknown | No
50-0370 | 14011 Alabama Street | Jay, FL 32565 | No | No | Non-Lead - Plastic | No | 2015-2022 | 3/4 | Service line repair or replacement record | Yes | Visual inspection at the meter pit | 2024-07-15 | Survey was conducted over two weeks from July 15th to July 26th. | Non-Lead - Plastic |  | 3/4" | Field inspection only with no records | Yes | Visual inspection at the meter pit | 2024-07-15 |  | Unknown | No | No |  | Single Family Residence | Unknown | Unknown | No
50-0390 | 14023 Alabama Street | Jay, FL 32565 | No | No | Non-Lead - Plastic | No | 2015-2022 | 3/4 | Service line repair or replacement record | Yes | Visual inspection at the meter pit | 2024-07-15 | Survey was conducted over two weeks from July 15th to July 26th. | Non-Lead - Plastic |  | 3/4" | Field inspection only with no records | Yes | Visual inspection at the meter pit | 2024-07-15 |  | Unknown | No | No |  | Single Family Residence | Unknown | Unknown | No
50-0410 | 14047 Alabama Street | Jay, FL 32565 | Yes - Other | No | Non-Lead - Plastic | No | 2015-2022 | 3/4 | Service line repair or replacement record | Yes | Visual inspection at the meter pit | 2024-07-15 | Survey was conducted over two weeks from July 15th to July 26th. | Non-Lead - Plastic |  | 3/4" | Field inspection only with no records | Yes | Visual inspection at the meter pit | 2024-07-15 |  | Unknown | No | No |  | Building | Unknown | Unknown | No
50-0425 | 14031 Alabama Street | Jay, FL 32565 | No | No | Non-Lead - Plastic | No | 2015-2022 | 3/4 | Service line repair or replacement record | Yes | Visual inspection at the meter pit | 2024-07-15 | Survey was conducted over two weeks from July 15th to July 26th. | Non-Lead - Plastic |  | 3/4" | Field inspection only with no records | Yes | Visual inspection at the meter pit | 2024-07-15 |  | Unknown | No | No |  | Building | Unknown | Unknown | No
50-0440 | 3848 Williams Avenue | Jay, FL 32565 | No | Yes | Non-Lead - Plastic | No | 2015-2022 | 3/4 | Service line repair or replacement record | Yes | Visual inspection at the meter pit | 2024-07-15 | Survey was conducted over two weeks from July 15th to July 26th. | Non-Lead - Plastic |  | 3/4" | Field inspection only with no records | Yes | Visual inspection at the meter pit | 2024-07-15 |  | Unknown | No | No |  | Single Family Residence | Unknown | Unknown | No
50-0445 | 3849 Williams Avenue | Jay, FL 32565 | No | Yes | Non-Lead - Plastic | No | 2015-2022 | 3/4 | Service line repair or replacement record | Yes | Visual inspection at the meter pit | 2024-07-15 | Survey was conducted over two weeks from July 15th to July 26th. | Galvanized |  | 3/4" | Field inspection only with no records | Yes | Visual inspection at the meter pit | 2024-07-15 |  | Unknown | No | No |  | Single Family Residence | Unknown | Unknown | No
50-0450 | 3844 Williams Avenue | Jay, FL 32565 | No | Yes | Non-Lead - Plastic | No | 2015-2022 | 3/4 | Service line repair or replacement record | Yes | Visual inspection at the meter pit | 2024-07-15 | Survey was conducted over two weeks from July 15th to July 26th. | Galvanized |  | 3/4" | Field inspection only with no records | Yes | Visual inspection at the meter pit | 2024-07-15 |  | Unknown | No | No |  | Single Family Residence | Unknown | Unknown | No
50-0460 | 3841 Williams Avenue | Jay, FL 32565 | No | Yes | Non-Lead - Plastic | No | 2015-2022 | 3/4 | Service line repair or replacement record | Yes | Visual inspection at the meter pit | 2024-07-15 | Survey was conducted over two weeks from July 15th to July 26th. | Non-Lead - Plastic |  | 3/4" | Field inspection only with no records | Yes | Visual inspection at the meter pit | 2024-07-15 |  | Unknown | No | No |  | Single Family Residence | Unknown | Unknown | No
50-0470 | 3840 Williams Avenue | Jay, FL 32565 | No | Yes | Non-Lead - Plastic | No | 2015-2022 | 3/4 | Service line repair or replacement record | Yes | Visual inspection at the meter pit | 2024-07-15 | Survey was conducted over two weeks from July 15th to July 26th. | Non-Lead - Plastic |  | 3/4" | Field inspection only with no records | Yes | Visual inspection at the meter pit | 2024-07-15 |  | Unknown | No | No |  | Single Family Residence | Unknown | Unknown | No
50-0480 | 3834 Williams Avenue | Jay, FL 32565 | No | Yes | Non-Lead - Plastic | No | 2015-2022 | 3/4 | Service line repair or replacement record | Yes | Visual inspection at the meter pit | 2024-07-15 | Survey was conducted over two weeks from July 15th to July 26th. | Non-Lead - Plastic |  | 3/4" | Field inspection only with no records | Yes | Visual inspection at the meter pit | 2024-07-15 |  | Unknown | No | No |  | Single Family Residence | Unknown | Unknown | No
50-0520 | 3824 Williams Avenue | Jay, FL 32565 | No | Yes | Non-Lead - Plastic | No | 2015-2022 | 3/4 | Service line repair or replacement record | Yes | Visual inspection at the meter pit | 2024-07-15 | Survey was conducted over two weeks from July 15th to July 26th. | Non-Lead - Plastic |  | 3/4" | Field inspection only with no records | Yes | Visual inspection at the meter pit | 2024-07-15 |  | Unknown | No | No |  | Single Family Residence | Unknown | Unknown | No
50-0530 | 3821 Williams Avenue | Jay, FL 32565 | No | Yes | Non-Lead - Plastic | No | 2015-2022 | 3/4 | Service line repair or replacement record | Yes | Visual inspection at the meter pit | 2024-07-15 | Survey was conducted over two weeks from July 15th to July 26th. | Non-Lead - Plastic |  | 3/4" | Field inspection only with no records | Yes | Visual inspection at the meter pit | 2024-07-15 |  | Unknown | No | No |  | Single Family Residence | Unknown | Unknown | No
50-0540 | 5186 Spring Street | Jay, FL 32565 | No | Yes | Non-Lead - Plastic | No | 2015-2022 | 3/4 | Service line repair or replacement record | Yes | Visual inspection at the meter pit | 2024-07-15 | Survey was conducted over two weeks from July 15th to July 26th. | Non-Lead - Plastic |  | 3/4" | Field inspection only with no records | Yes | Visual inspection at the meter pit | 2024-07-15 |  | Unknown | No | No |  | Single Family Residence | Unknown | Unknown | No
50-0550 | 5194 Spring Street | Jay, FL 32565 | No | Yes | Non-Lead - Plastic | No | 2015-2022 | 3/4 | Service line repair or replacement record | Yes | Visual inspection at the meter pit | 2024-07-15 | Survey was conducted over two weeks from July 15th to July 26th. | Non-Lead - Plastic |  | 3/4" | Field inspection only with no records | Yes | Visual inspection at the meter pit | 2024-07-15 |  | Unknown | No | No |  | Single Family Residence | Unknown | Unknown | No
50-0560 | 3816 Williams Avenue | Jay, FL 32565 | No | Yes | Non-Lead - Plastic | No | 2015-2022 | 3/4 | Service line repair or replacement record | Yes | Visual inspection at the meter pit | 2024-07-15 | Survey was conducted over two weeks from July 15th to July 26th. | Non-Lead - Plastic |  | 3/4" | Field inspection only with no records | Yes | Visual inspection at the meter pit | 2024-07-15 |  | Unknown | No | No |  | Single Family Residence | Unknown | Unknown | No
50-0570 | 5200 Spring Street | Jay, FL 32565 | No | Yes | Non-Lead - Plastic | No | 2015-2022 | 3/4 | Service line repair or replacement record | Yes | Visual inspection at the meter pit | 2024-07-15 | Survey was conducted over two weeks from July 15th to July 26th. | Non-Lead - Plastic |  | 3/4" | Field inspection only with no records | Yes | Visual inspection at the meter pit | 2024-07-15 |  | Unknown | No | No |  | Single Family Residence | Unknown | Unknown | No
50-0580 | 5258 Spring Street | Jay, FL 32565 | No | Yes | Non-Lead - Plastic | No | 2015-2022 | 3/4 | Service line repair or replacement record | Yes | Visual inspection at the meter pit | 2024-07-15 | Survey was conducted over two weeks from July 15th to July 26th. | Non-Lead - Plastic |  | 3/4" | Field inspection only with no records | Yes | Visual inspection at the meter pit | 2024-07-15 |  | Unknown | No | No |  | Single Family Residence | Unknown | Unknown | No
50-0590 | 5263 Spring Street | Jay, FL 32565 | No | Yes | Non-Lead - Plastic | No | 2015-2022 | 3/4 | Service line repair or replacement record | Yes | Visual inspection at the meter pit | 2024-07-15 | Survey was conducted over two weeks from July 15th to July 26th. | Non-Lead - Plastic |  | 3/4" | Field inspection only with no records | Yes | Visual inspection at the meter pit | 2024-07-15 |  | Unknown | No | No |  | Single Family Residence | Unknown | Unknown | No
50-0600 | 5269 Spring Street | Jay, FL 32565 | No | Yes | Non-Lead - Plastic | No | 2015-2022 | 3/4 | Service line repair or replacement record | Yes | Visual inspection at the meter pit | 2024-07-15 | Survey was conducted over two weeks from July 15th to July 26th. | Non-Lead - Plastic |  | 3/4" | Field inspection only with no records | Yes | Visual inspection at the meter pit | 2024-07-15 |  | Unknown | No | No |  | Single Family Residence | Unknown | Unknown | No
50-0610 | 5285 Commerce Street | Jay, FL 32565 | No | No | Non-Lead - Plastic | No | 2015-2022 | 3/4 | Service line repair or replacement record | Yes | Visual inspection at the meter pit | 2024-07-15 | Survey was conducted over two weeks from July 15th to July 26th. | Non-Lead - Plastic |  | 3/4" | Field inspection only with no records | Yes | Visual inspection at the meter pit | 2024-07-15 |  | Unknown | No | No |  | Building | Unknown | Unknown | No
50-0615 | 5267 Commerce Street | Jay, FL 32565 | No | No | Non-Lead - Plastic | No | 2015-2022 | 3/4 | Service line repair or replacement record | Yes | Visual inspection at the meter pit | 2024-07-15 | Survey was conducted over two weeks from July 15th to July 26th. | Non-Lead - Plastic |  | 3/4" | Field inspection only with no records | Yes | Visual inspection at the meter pit | 2024-07-15 |  | Unknown | No | No |  | Building | Unknown | Unknown | No
50-0620 | 5287 Commerce Street | Jay, FL 32565 | No | No | Non-Lead - Plastic | No | 2015-2022 | 3/4 | Service line repair or replacement record | Yes | Visual inspection at the meter pit | 2024-07-15 | Survey was conducted over two weeks from July 15th to July 26th. | Non-Lead - Plastic |  | 3/4" | Field inspection only with no records | Yes | Visual inspection at the meter pit | 2024-07-15 |  | Unknown | No | No |  | Building | Unknown | Unknown | No
50-0640 | 5263 Commerce Street | Jay, FL 32565 | No | No | Non-Lead - Plastic | No | 2015-2022 | 3/4 | Service line repair or replacement record | Yes | Visual inspection at the meter pit | 2024-07-15 | Survey was conducted over two weeks from July 15th to July 26th. | Non-Lead - Plastic |  | 3/4" | Field inspection only with no records | Yes | Visual inspection at the meter pit | 2024-07-15 |  | Unknown | No | No |  | Single Family Residence | Unknown | Unknown | No
50-0650 | 5251 Commerce Street | Jay, FL 32565 | No | No | Non-Lead - Plastic | No | 2015-2022 | 3/4 | Service line repair or replacement record | Yes | Visual inspection at the meter pit | 2024-07-15 | Survey was conducted over two weeks from July 15th to July 26th. | Non-Lead - Plastic |  | 3/4" | Field inspection only with no records | Yes | Visual inspection at the meter pit | 2024-07-15 |  | Unknown | No | No |  | Single Family Residence | Unknown | Unknown | No
50-0660 | 5245 Commerce Street | Jay, FL 32565 | No | No | Non-Lead - Plastic | No | 2015-2022 | 3/4 | Service line repair or replacement record | Yes | Visual inspection at the meter pit | 2024-07-15 | Survey was conducted over two weeks from July 15th to July 26th. | Non-Lead - Plastic |  | 3/4" | Field inspection only with no records | Yes | Visual inspection at the meter pit | 2024-07-15 |  | Unknown | No | No |  | Single Family Residence | Unknown | Unknown | No
50-0670 | 3891 Scott's Plaza Drive | Jay, FL 32565 | No | No | Non-Lead - Plastic | No | 2015-2022 | 3/4 | Service line repair or replacement record | Yes | Visual inspection at the meter pit | 2024-07-15 | Survey was conducted over two weeks from July 15th to July 26th. | Non-Lead - Plastic |  | 3/4" | Field inspection only with no records | Yes | Visual inspection at the meter pit | 2024-07-15 |  | Unknown | No | No |  | Building | Unknown | Unknown | No
50-0680 | 3887 Scott's Plaza Drive | Jay, FL 32565 | No | No | Non-Lead - Plastic | No | 2015-2022 | 3/4 | Service line repair or replacement record | Yes | Visual inspection at the meter pit | 2024-07-15 | Survey was conducted over two weeks from July 15th to July 26th. | Non-Lead - Plastic |  | 3/4" | Field inspection only with no records | Yes | Visual inspection at the meter pit | 2024-07-15 |  | Unknown | No | No |  | Building | Unknown | Unknown | No
50-0690 | 3885 Scott's Plaza Drive | Jay, FL 32565 | No | No | Non-Lead - Plastic | No | 2015-2022 | 3/4 | Service line repair or replacement record | Yes | Visual inspection at the meter pit | 2024-07-15 | Survey was conducted over two weeks from July 15th to July 26th. | Non-Lead - Plastic |  | 3/4" | Field inspection only with no records | Yes | Visual inspection at the meter pit | 2024-07-15 |  | Unknown | No | No |  | Building | Unknown | Unknown | No
50-0700 | 3883 Scott's Plaza Drive | Jay, FL 32565 | No | No | Non-Lead - Plastic | No | 2015-2022 | 3/4 | Service line repair or replacement record | Yes | Visual inspection at the meter pit | 2024-07-15 | Survey was conducted over two weeks from July 15th to July 26th. | Non-Lead - Plastic |  | 3/4" | Field inspection only with no records | Yes | Visual inspection at the meter pit | 2024-07-15 |  | Unknown | No | No |  | Building | Unknown | Unknown | No
50-0710 | 3881 Scott's Plaza Drive | Jay, FL 32565 | No | No | Non-Lead - Plastic | No | 2015-2022 | 3/4 | Service line repair or replacement record | Yes | Visual inspection at the meter pit | 2024-07-15 | Survey was conducted over two weeks from July 15th to July 26th. | Non-Lead - Plastic |  | 3/4" | Field inspection only with no records | Yes | Visual inspection at the meter pit | 2024-07-15 |  | Unknown | No | No |  | Building | Unknown | Unknown | No
50-0720 | 3879 Scott's Plaza Drive | Jay, FL 32565 | No | No | Non-Lead - Plastic | No | 2015-2022 | 3/4 | Service line repair or replacement record | Yes | Visual inspection at the meter pit | 2024-07-15 | Survey was conducted over two weeks from July 15th to July 26th. | Non-Lead - Plastic |  | 3/4" | Field inspection only with no records | Yes | Visual inspection at the meter pit | 2024-07-15 |  | Unknown | No | No |  | Building | Unknown | Unknown | No
50-0730 | 3873 Scott's Plaza Drive | Jay, FL 32565 | No | No | Non-Lead - Plastic | No | 2015-2022 | 3/4 | Service line repair or replacement record | Yes | Visual inspection at the meter pit | 2024-07-15 | Survey was conducted over two weeks from July 15th to July 26th. | Non-Lead - Plastic |  | 3/4" | Field inspection only with no records | Yes | Visual inspection at the meter pit | 2024-07-15 |  | Unknown | No | No |  | Building | Unknown | Unknown | No
50-0750 | 14114 Alabama Street | Jay, FL 32565 | No | No | Non-Lead - Plastic | No | 2015-2022 | 3/4 | Service line repair or replacement record | Yes | Visual inspection at the meter pit | 2024-07-15 | Survey was conducted over two weeks from July 15th to July 26th. | Non-Lead - Plastic |  | 3/4" | Field inspection only with no records | Yes | Visual inspection at the meter pit | 2024-07-15 |  | Unknown | No | No |  | Building | Unknown | Unknown | No
50-0760 | 14114 Alabama Street | Jay, FL 32565 | No | No | Non-Lead - Plastic | No | 2015-2022 | 3/4 | Service line repair or replacement record | Yes | Visual inspection at the meter pit | 2024-07-15 | Survey was conducted over two weeks from July 15th to July 26th. | Non-Lead - Plastic |  | 3/4" | Field inspection only with no records | Yes | Visual inspection at the meter pit | 2024-07-15 |  | Unknown | No | No |  | Building | Unknown | Unknown | No
50-0765 | 14088 Alabama Street | Jay, FL 32565 | No | No | Non-Lead - Plastic | No | 2015-2022 | 3/4 | Service line repair or replacement record | Yes | Visual inspection at the meter pit | 2024-07-15 | Survey was conducted over two weeks from July 15th to July 26th. | Non-Lead - Plastic |  | 3/4" | Field inspection only with no records | Yes | Visual inspection at the meter pit | 2024-07-15 |  | Unknown | No | No |  | Building | Unknown | Unknown | No
50-0780 | 14113 Alabama Street | Jay, FL 32565 | Yes - Other | No | Non-Lead - Plastic | No | 2015-2022 | 3/4 | Service line repair or replacement record | Yes | Visual inspection at the meter pit | 2024-07-15 | Survey was conducted over two weeks from July 15th to July 26th. | Non-Lead - Plastic |  | 3/4" | Field inspection only with no records | Yes | Visual inspection at the meter pit | 2024-07-15 |  | Unknown | No | No |  | Building | Unknown | Unknown | No
50-0790 | 14107 Alabama Street | Jay, FL 32565 | No | No | Non-Lead - Plastic | No | 2015-2022 | 3/4 | Service line repair or replacement record | Yes | Visual inspection at the meter pit | 2024-07-15 | Survey was conducted over two weeks from July 15th to July 26th. | Non-Lead - Plastic |  | 3/4" | Field inspection only with no records | Yes | Visual inspection at the meter pit | 2024-07-15 |  | Unknown | No | No |  | Building | Unknown | Unknown | No
50-0800 | 14093 Alabama Street | Jay, FL 32565 | Yes - Other | No | Non-Lead - Plastic | No | 2015-2022 | 3/4 | Service line repair or replacement record | Yes | Visual inspection at the meter pit | 2024-07-15 | Survey was conducted over two weeks from July 15th to July 26th. | Non-Lead - Plastic |  | 3/4" | Field inspection only with no records | Yes | Visual inspection at the meter pit | 2024-07-15 |  | Unknown | No | No |  | Building | Unknown | Unknown | No
50-0810 | 14087 Alabama Street | Jay, FL 32565 | No | No | Non-Lead - Plastic | No | 2015-2022 | 3/4 | Service line repair or replacement record | Yes | Visual inspection at the meter pit | 2024-07-15 | Survey was conducted over two weeks from July 15th to July 26th. | Non-Lead - Plastic |  | 3/4" | Field inspection only with no records | Yes | Visual inspection at the meter pit | 2024-07-15 |  | Unknown | No | No |  | Building | Unknown | Unknown | No
50-0820 | 14063 Alabama Street | Jay, FL 32565 | No | No | Non-Lead - Plastic | No | 2015-2022 | 3/4 | Service line repair or replacement record | Yes | Visual inspection at the meter pit | 2024-07-15 | Survey was conducted over two weeks from July 15th to July 26th. | Galvanized |  | 3/4" | Field inspection only with no records | Yes | Visual inspection at the meter pit | 2024-07-15 |  | Unknown | No | No |  | Single Family Residence | Unknown | Unknown | No
50-0825 | 14038 Alabama Street | Jay, FL 32565 | No | No | Non-Lead - Plastic | No | 2015-2022 | 3/4 | Service line repair or replacement record | Yes | Visual inspection at the meter pit | 2024-07-15 | Survey was conducted over two weeks from July 15th to July 26th. | Non-Lead - Plastic |  | 3/4" | Field inspection only with no records | Yes | Visual inspection at the meter pit | 2024-07-15 |  | Unknown | No | No |  | Building | Unknown | Unknown | No
60-0010 | 13951 Alabama Street | Jay, FL 32565 | No | No | Non-Lead - Plastic | No | 2015-2022 | 3/4 | Service line repair or replacement record | Yes | Visual inspection at the meter pit | 2024-07-15 | Survey was conducted over two weeks from July 15th to July 26th. | Non-Lead - Plastic |  | 3/4" | Field inspection only with no records | Yes | Visual inspection at the meter pit | 2024-07-15 |  | Unknown | No | No |  | Single Family Residence | Unknown | Unknown | No
60-0012 | 13931 Alabama Street | Jay, FL 32565 | No | No | Non-Lead - Plastic | No | 2015-2022 | 3/4 | Service line repair or replacement record | Yes | Visual inspection at the meter pit | 2024-07-15 | Survey was conducted over two weeks from July 15th to July 26th. | Non-Lead - Plastic |  | 3/4" | Field inspection only with no records | Yes | Visual inspection at the meter pit | 2024-07-15 |  | Unknown | No | No |  | Single Family Residence | Unknown | Unknown | No
60-0015 | 13846 Alabama Street | Jay, FL 32565 | No | No | Non-Lead - Plastic | No | 2015-2022 | 3/4 | Service line repair or replacement record | Yes | Visual inspection at the meter pit | 2024-07-15 | Survey was conducted over two weeks from July 15th to July 26th. | Non-Lead - Plastic |  | 3/4" | Field inspection only with no records | Yes | Visual inspection at the meter pit | 2024-07-15 |  | Unknown | No | No |  | Single Family Residence | Unknown | Unknown | No
60-0017 | 3741 School Street | Jay, FL 32565 | Yes - School | No | Non-Lead - Plastic | No | 2015-2022 | 3/4 | Service line repair or replacement record | Yes | Visual inspection at the meter pit | 2024-07-15 | Survey was conducted over two weeks from July 15th to July 26th. | Non-Lead - Plastic |  | 3/4" | Field inspection only with no records | Yes | Visual inspection at the meter pit | 2024-07-15 |  | Unknown | No | No |  | Building | Unknown | Unknown | No
60-0019 | 13822 Alabama Street | Jay, FL 32565 | No | No | Non-Lead - Plastic | No | 2015-2022 | 3/4 | Service line repair or replacement record | Yes | Visual inspection at the meter pit | 2024-07-15 | Survey was conducted over two weeks from July 15th to July 26th. | Non-Lead - Plastic |  | 3/4" | Field inspection only with no records | Yes | Visual inspection at the meter pit | 2024-07-15 |  | Unknown | No | No |  | Single Family Residence | Unknown | Unknown | No
60-0030 | 13863 Alabama Street | Jay, FL 32565 | Yes - School | No | Non-Lead - Plastic | No | 2015-2022 | 3/4 | Service line repair or replacement record | Yes | Visual inspection at the meter pit | 2024-07-15 | Survey was conducted over two weeks from July 15th to July 26th. | Non-Lead - Plastic |  | 3/4" | Field inspection only with no records | Yes | Visual inspection at the meter pit | 2024-07-15 |  | Unknown | No | No |  | Building | Unknown | Unknown | No
60-0050 | 3795 Escambia Avenue | Jay, FL 32565 | No | No | Non-Lead - Plastic | No | 2015-2022 | 3/4 | Service line repair or replacement record | Yes | Visual inspection at the meter pit | 2024-07-15 | Survey was conducted over two weeks from July 15th to July 26th. | Non-Lead - Plastic |  | 3/4" | Field inspection only with no records | Yes | Visual inspection at the meter pit | 2024-07-15 |  | Unknown | No | No |  | Single Family Residence | Unknown | Unknown | No
60-0051 | 4214 Goldfinch Lane | Jay, FL 32565 | No | No | Non-Lead - Plastic | No | 2015-2022 | 3/4 | Service line repair or replacement record | Yes | Visual inspection at the meter pit | 2024-07-15 | Survey was conducted over two weeks from July 15th to July 26th. | Non-Lead - Plastic |  | 3/4" | Field inspection only with no records | Yes | Visual inspection at the meter pit | 2024-07-15 |  | Unknown | No | No |  | Single Family Residence | Unknown | Unknown | No
60-0052 | 4175 Goldfinch Lane | Jay, FL 32565 | No | No | Non-Lead - Plastic | No | 2015-2022 | 3/4 | Service line repair or replacement record | Yes | Visual inspection at the meter pit | 2024-07-15 | Survey was conducted over two weeks from July 15th to July 26th. | Non-Lead - Plastic |  | 3/4" | Field inspection only with no records | Yes | Visual inspection at the meter pit | 2024-07-15 |  | Unknown | No | No |  | Single Family Residence | Unknown | Unknown | No
60-0055 | 4145 Goldfinch Lane | Jay, FL 32565 | No | No | Non-Lead - Plastic | No | 2015-2022 | 3/4 | Service line repair or replacement record | Yes | Visual inspection at the meter pit | 2024-07-15 | Survey was conducted over two weeks from July 15th to July 26th. | Non-Lead - Plastic |  | 3/4" | Field inspection only with no records | Yes | Visual inspection at the meter pit | 2024-07-15 |  | Unknown | No | No |  | Single Family Residence | Unknown | Unknown | No
60-0080 | 5058 Beck Avenue | Jay, FL 32565 | No | No | Non-Lead - Plastic | No | 2015-2022 | 3/4 | Service line repair or replacement record | Yes | Visual inspection at the meter pit | 2024-07-15 | Survey was conducted over two weeks from July 15th to July 26th. | Non-Lead - Plastic |  | 3/4" | Field inspection only with no records | Yes | Visual inspection at the meter pit | 2024-07-15 |  | Unknown | No | No |  | Single Family Residence | Unknown | Unknown | No
60-0083 | 5044 Beck Avenue | Jay, FL 32565 | No | No | Non-Lead - Plastic | No | 2015-2022 | 3/4 | Service line repair or replacement record | Yes | Visual inspection at the meter pit | 2024-07-15 | Survey was conducted over two weeks from July 15th to July 26th. | Non-Lead - Plastic |  | 3/4" | Field inspection only with no records | Yes | Visual inspection at the meter pit | 2024-07-15 |  | Unknown | No | No |  | Single Family Residence | Unknown | Unknown | No
60-0085 | 5012 Beck Avenue | Jay, FL 32565 | No | No | Non-Lead - Plastic | No | 2015-2022 | 3/4 | Service line repair or replacement record | Yes | Visual inspection at the meter pit | 2024-07-15 | Survey was conducted over two weeks from July 15th to July 26th. | Non-Lead - Plastic |  | 3/4" | Field inspection only with no records | Yes | Visual inspection at the meter pit | 2024-07-15 |  | Unknown | No | No |  | Single Family Residence | Unknown | Unknown | No
60-0090 | 4998 Beck Avenue | Jay, FL 32565 | No | No | Non-Lead - Plastic | No | 2015-2022 | 3/4 | Service line repair or replacement record | Yes | Visual inspection at the meter pit | 2024-07-15 | Survey was conducted over two weeks from July 15th to July 26th. | Non-Lead - Plastic |  | 3/4" | Field inspection only with no records | Yes | Visual inspection at the meter pit | 2024-07-15 |  | Unknown | No | No |  | Single Family Residence | Unknown | Unknown | No
60-0110 | 4984 Beck Avenue | Jay, FL 32565 | No | No | Non-Lead - Plastic | No | 2015-2022 | 3/4 | Service line repair or replacement record | Yes | Visual inspection at the meter pit | 2024-07-15 | Survey was conducted over two weeks from July 15th to July 26th. | Non-Lead - Plastic |  | 3/4" | Field inspection only with no records | Yes | Visual inspection at the meter pit | 2024-07-15 |  | Unknown | No | No |  | Single Family Residence | Unknown | Unknown | No
60-0130 | 4130 Polk Road | Jay, FL 32565 | No | No | Non-Lead - Plastic | No | 2015-2022 | 3/4 | Service line repair or replacement record | Yes | Visual inspection at the meter pit | 2024-07-15 | Survey was conducted over two weeks from July 15th to July 26th. | Non-Lead - Plastic |  | 3/4" | Field inspection only with no records | Yes | Visual inspection at the meter pit | 2024-07-15 |  | Unknown | No | No |  | Single Family Residence | Unknown | Unknown | No
60-0150 | 4140 Polk Road | Jay, FL 32565 | No | No | Non-Lead - Plastic | No | 2015-2022 | 3/4 | Service line repair or replacement record | Yes | Visual inspection at the meter pit | 2024-07-15 | Survey was conducted over two weeks from July 15th to July 26th. | Galvanized |  | 3/4" | Field inspection only with no records | Yes | Visual inspection at the meter pit | 2024-07-15 |  | Unknown | No | No |  | Single Family Residence | Unknown | Unknown | No
60-0160 | 4170 Polk Road | Jay, FL 32565 | No | No | Non-Lead - Plastic | No | 2015-2022 | 3/4 | Service line repair or replacement record | Yes | Visual inspection at the meter pit | 2024-07-15 | Survey was conducted over two weeks from July 15th to July 26th. | Non-Lead - Plastic |  | 3/4" | Field inspection only with no records | Yes | Visual inspection at the meter pit | 2024-07-15 |  | Unknown | No | No |  | Single Family Residence | Unknown | Unknown | No
60-0170 | 4180 Polk Road | Jay, FL 32565 | No | No | Non-Lead - Plastic | No | 2015-2022 | 3/4 | Service line repair or replacement record | Yes | Visual inspection at the meter pit | 2024-07-15 | Survey was conducted over two weeks from July 15th to July 26th. | Galvanized |  | 3/4" | Field inspection only with no records | Yes | Visual inspection at the meter pit | 2024-07-15 |  | Unknown | No | No |  | Single Family Residence | Unknown | Unknown | No
60-0180 | 4192 Polk Road | Jay, FL 32565 | No | No | Non-Lead - Plastic | No | 2015-2022 | 3/4 | Service line repair or replacement record | Yes | Visual inspection at the meter pit | 2024-07-15 | Survey was conducted over two weeks from July 15th to July 26th. | Non-Lead - Plastic |  | 3/4" | Field inspection only with no records | Yes | Visual inspection at the meter pit | 2024-07-15 |  | Unknown | No | No |  | Single Family Residence | Unknown | Unknown | No
60-0190 | 4249 Polk Road | Jay, FL 32565 | No | No | Non-Lead - Plastic | No | 2015-2022 | 3/4 | Service line repair or replacement record | Yes | Visual inspection at the meter pit | 2024-07-15 | Survey was conducted over two weeks from July 15th to July 26th. | Non-Lead - Plastic |  | 3/4" | Field inspection only with no records | Yes | Visual inspection at the meter pit | 2024-07-15 |  | Unknown | No | No |  | Single Family Residence | Unknown | Unknown | No
60-0200 | 4248 Polk Road | Jay, FL 32565 | No | No | Non-Lead - Plastic | No | 2015-2022 | 3/4 | Service line repair or replacement record | Yes | Visual inspection at the meter pit | 2024-07-15 | Survey was conducted over two weeks from July 15th to July 26th. | Non-Lead - Plastic |  | 3/4" | Field inspection only with no records | Yes | Visual inspection at the meter pit | 2024-07-15 |  | Unknown | No | No |  | Single Family Residence | Unknown | Unknown | No
60-0205 | 4247 Polk Road | Jay, FL 32565 | No | No | Non-Lead - Plastic | No | 2015-2022 | 3/4 | Service line repair or replacement record | Yes | Visual inspection at the meter pit | 2024-07-15 | Survey was conducted over two weeks from July 15th to July 26th. | Non-Lead - Plastic |  | 3/4" | Field inspection only with no records | Yes | Visual inspection at the meter pit | 2024-07-15 |  | Unknown | No | No |  | Single Family Residence | Unknown | Unknown | No
60-0210 | 4150 Watermill Road | Jay, FL 32565 | No | No | Non-Lead - Plastic | No | 2015-2022 | 3/4 | Service line repair or replacement record | Yes | Visual inspection at the meter pit | 2024-07-15 | Survey was conducted over two weeks from July 15th to July 26th. | Non-Lead - Plastic |  | 3/4" | Field inspection only with no records | Yes | Visual inspection at the meter pit | 2024-07-15 |  | Unknown | No | No |  | Single Family Residence | Unknown | Unknown | No
60-0230 | 4206 Watermill Road | Jay, FL 32565 | No | No | Non-Lead - Plastic | No | 2015-2022 | 3/4 | Service line repair or replacement record | Yes | Visual inspection at the meter pit | 2024-07-15 | Survey was conducted over two weeks from July 15th to July 26th. | Non-Lead - Plastic |  | 3/4" | Field inspection only with no records | Yes | Visual inspection at the meter pit | 2024-07-15 |  | Unknown | No | No |  | Single Family Residence | Unknown | Unknown | No
60-0232 | 4216 Watermill Road | Jay, FL 32565 | No | No | Non-Lead - Plastic | No | 2015-2022 | 3/4 | Service line repair or replacement record | Yes | Visual inspection at the meter pit | 2024-07-15 | Survey was conducted over two weeks from July 15th to July 26th. | Non-Lead - Plastic |  | 3/4" | Field inspection only with no records | Yes | Visual inspection at the meter pit | 2024-07-15 |  | Unknown | No | No |  | Single Family Residence | Unknown | Unknown | No
60-0250 | 4266 Watermill Road | Jay, FL 32565 | No | No | Non-Lead - Plastic | No | 2015-2022 | 3/4 | Service line repair or replacement record | Yes | Visual inspection at the meter pit | 2024-07-15 | Survey was conducted over two weeks from July 15th to July 26th. | Non-Lead - Plastic |  | 3/4" | Field inspection only with no records | Yes | Visual inspection at the meter pit | 2024-07-15 |  | Unknown | No | No |  | Single Family Residence | Unknown | Unknown | No
60-0255 | 4274 Watermill Road | Jay, FL 32565 | No | No | Non-Lead - Plastic | No | 2015-2022 | 3/4 | Service line repair or replacement record | Yes | Visual inspection at the meter pit | 2024-07-15 | Survey was conducted over two weeks from July 15th to July 26th. | Non-Lead - Plastic |  | 3/4" | Field inspection only with no records | Yes | Visual inspection at the meter pit | 2024-07-15 |  | Unknown | No | No |  | Single Family Residence | Unknown | Unknown | No
60-0260 | 4308 Watermill Road | Jay, FL 32565 | No | No | Non-Lead - Plastic | No | 2015-2022 | 3/4 | Service line repair or replacement record | Yes | Visual inspection at the meter pit | 2024-07-15 | Survey was conducted over two weeks from July 15th to July 26th. | Non-Lead - Plastic |  | 3/4" | Field inspection only with no records | Yes | Visual inspection at the meter pit | 2024-07-15 |  | Unknown | No | No |  | Single Family Residence | Unknown | Unknown | No
60-0271 | 4330 Watermill Road | Jay, FL 32565 | No | No | Non-Lead - Plastic | No | 2015-2022 | 3/4 | Service line repair or replacement record | Yes | Visual inspection at the meter pit | 2024-07-15 | Survey was conducted over two weeks from July 15th to July 26th. | Non-Lead - Plastic |  | 3/4" | Field inspection only with no records | Yes | Visual inspection at the meter pit | 2024-07-15 |  | Unknown | No | No |  | Single Family Residence | Unknown | Unknown | No
60-0272 | 4340 Watermill Road | Jay, FL 32565 | No | No | Non-Lead - Plastic | No | 2015-2022 | 3/4 | Service line repair or replacement record | Yes | Visual inspection at the meter pit | 2024-07-15 | Survey was conducted over two weeks from July 15th to July 26th. | Non-Lead - Plastic |  | 3/4" | Field inspection only with no records | Yes | Visual inspection at the meter pit | 2024-07-15 |  | Unknown | No | No |  | Single Family Residence | Unknown | Unknown | No
60-0275 | 4350 Watermill Road | Jay, FL 32565 | No | No | Non-Lead - Plastic | No | 2015-2022 | 3/4 | Service line repair or replacement record | Yes | Visual inspection at the meter pit | 2024-07-15 | Survey was conducted over two weeks from July 15th to July 26th. | Non-Lead - Plastic |  | 3/4" | Field inspection only with no records | Yes | Visual inspection at the meter pit | 2024-07-15 |  | Unknown | No | No |  | Single Family Residence | Unknown | Unknown | No
60-0300 | 4356 Watermill Road | Jay, FL 32565 | No | No | Non-Lead - Plastic | No | 2015-2022 | 3/4 | Service line repair or replacement record | Yes | Visual inspection at the meter pit | 2024-07-15 | Survey was conducted over two weeks from July 15th to July 26th. | Non-Lead - Plastic |  | 3/4" | Field inspection only with no records | Yes | Visual inspection at the meter pit | 2024-07-15 |  | Unknown | No | No |  | Single Family Residence | Unknown | Unknown | No
60-0310 | 4372 Watermill Road | Jay, FL 32565 | No | No | Non-Lead - Plastic | No | 2015-2022 | 3/4 | Service line repair or replacement record | Yes | Visual inspection at the meter pit | 2024-07-15 | Survey was conducted over two weeks from July 15th to July 26th. | Non-Lead - Plastic |  | 3/4" | Field inspection only with no records | Yes | Visual inspection at the meter pit | 2024-07-15 |  | Unknown | No | No |  | Single Family Residence | Unknown | Unknown | No
60-0375 | 4305 Watermill Road | Jay, FL 32565 | No | No | Non-Lead - Plastic | No | 2015-2022 | 3/4 | Service line repair or replacement record | Yes | Visual inspection at the meter pit | 2024-07-15 | Survey was conducted over two weeks from July 15th to July 26th. | Non-Lead - Plastic |  | 3/4" | Field inspection only with no records | Yes | Visual inspection at the meter pit | 2024-07-15 |  | Unknown | No | No |  | Single Family Residence | Unknown | Unknown | No
60-0380 | 4279 Watermill Road | Jay, FL 32565 | No | No | Non-Lead - Plastic | No | 2015-2022 | 3/4 | Service line repair or replacement record | Yes | Visual inspection at the meter pit | 2024-07-15 | Survey was conducted over two weeks from July 15th to July 26th. | Non-Lead - Plastic |  | 3/4" | Field inspection only with no records | Yes | Visual inspection at the meter pit | 2024-07-15 |  | Unknown | No | No |  | Single Family Residence | Unknown | Unknown | No
60-0390 | 4251 Watermill Road | Jay, FL 32565 | No | No | Non-Lead - Plastic | No | 2015-2022 | 3/4 | Service line repair or replacement record | Yes | Visual inspection at the meter pit | 2024-07-15 | Survey was conducted over two weeks from July 15th to July 26th. | Non-Lead - Plastic |  | 3/4" | Field inspection only with no records | Yes | Visual inspection at the meter pit | 2024-07-15 |  | Unknown | No | No |  | Single Family Residence | Unknown | Unknown | No
60-0410 | 13780 Alabama Street | Jay, FL 32565 | No | No | Non-Lead - Plastic | No | 2015-2022 | 3/4 | Service line repair or replacement record | Yes | Visual inspection at the meter pit | 2024-07-15 | Survey was conducted over two weeks from July 15th to July 26th. | Non-Lead - Plastic |  | 3/4" | Field inspection only with no records | Yes | Visual inspection at the meter pit | 2024-07-15 |  | Unknown | No | No |  | Single Family Residence | Unknown | Unknown | No
60-0415 | 13776 Hwy 89 | Jay, FL 32565 | No | No | Non-Lead - Plastic | No | 2015-2022 | 3/4 | Service line repair or replacement record | Yes | Visual inspection at the meter pit | 2024-07-15 | Survey was conducted over two weeks from July 15th to July 26th. | Galvanized |  | 3/4" | Field inspection only with no records | Yes | Visual inspection at the meter pit | 2024-07-15 |  | Unknown | No | No |  | Single Family Residence | Unknown | Unknown | No
60-0430 | 13750 Hwy 89 | Jay, FL 32565 | No | No | Non-Lead - Plastic | No | 2015-2022 | 3/4 | Service line repair or replacement record | Yes | Visual inspection at the meter pit | 2024-07-15 | Survey was conducted over two weeks from July 15th to July 26th. | Non-Lead - Plastic |  | 3/4" | Field inspection only with no records | Yes | Visual inspection at the meter pit | 2024-07-15 |  | Unknown | No | No |  | Single Family Residence | Unknown | Unknown | No
60-0440 | 13720 Hwy 89 | Jay, FL 32565 | No | No | Non-Lead - Plastic | No | 2015-2022 | 3/4 | Service line repair or replacement record | Yes | Visual inspection at the meter pit | 2024-07-15 | Survey was conducted over two weeks from July 15th to July 26th. | Galvanized |  | 3/4" | Field inspection only with no records | Yes | Visual inspection at the meter pit | 2024-07-15 |  | Unknown | No | No |  | Single Family Residence | Unknown | Unknown | No
60-0450 | 13682 Hwy 89 | Jay, FL 32565 | No | No | Non-Lead - Plastic | No | 2015-2022 | 3/4 | Service line repair or replacement record | Yes | Visual inspection at the meter pit | 2024-07-15 | Survey was conducted over two weeks from July 15th to July 26th. | Galvanized |  | 3/4" | Field inspection only with no records | Yes | Visual inspection at the meter pit | 2024-07-15 |  | Unknown | No | No |  | Single Family Residence | Unknown | Unknown | No
60-0460 | 13674 Hwy 89 | Jay, FL 32565 | No | No | Non-Lead - Plastic | No | 2015-2022 | 3/4 | Service line repair or replacement record | Yes | Visual inspection at the meter pit | 2024-07-15 | Survey was conducted over two weeks from July 15th to July 26th. | Galvanized |  | 3/4" | Field inspection only with no records | Yes | Visual inspection at the meter pit | 2024-07-15 |  | Unknown | No | No |  | Single Family Residence | Unknown | Unknown | No
60-0470 | 13630 Hwy 89 | Jay, FL 32565 | No | No | Non-Lead - Plastic | No | 2015-2022 | 3/4 | Service line repair or replacement record | Yes | Visual inspection at the meter pit | 2024-07-15 | Survey was conducted over two weeks from July 15th to July 26th. | Non-Lead - Plastic |  | 3/4" | Field inspection only with no records | Yes | Visual inspection at the meter pit | 2024-07-15 |  | Unknown | No | No |  | Single Family Residence | Unknown | Unknown | No
60-0500 | 3775 Exxon Road | Jay, FL 32565 | No | No | Non-Lead - Plastic | No | 2015-2022 | 3/4 | Service line repair or replacement record | Yes | Visual inspection at the meter pit | 2024-07-15 | Survey was conducted over two weeks from July 15th to July 26th. | Non-Lead - Plastic |  | 3/4" | Field inspection only with no records | Yes | Visual inspection at the meter pit | 2024-07-15 |  | Unknown | No | No |  | Single Family Residence | Unknown | Unknown | No
60-0510 | 3807 Exxon Road | Jay, FL 32565 | No | No | Non-Lead - Plastic | No | 2015-2022 | 3/4 | Service line repair or replacement record | Yes | Visual inspection at the meter pit | 2024-07-15 | Survey was conducted over two weeks from July 15th to July 26th. | Non-Lead - Plastic |  | 3/4" | Field inspection only with no records | Yes | Visual inspection at the meter pit | 2024-07-15 |  | Unknown | No | No |  | Single Family Residence | Unknown | Unknown | No
60-0560 | 13673 Hwy 89 | Jay, FL 32565 | No | No | Non-Lead - Plastic | No | 2015-2022 | 3/4 | Service line repair or replacement record | Yes | Visual inspection at the meter pit | 2024-07-15 | Survey was conducted over two weeks from July 15th to July 26th. | Galvanized |  | 3/4" | Field inspection only with no records | Yes | Visual inspection at the meter pit | 2024-07-15 |  | Unknown | No | No |  | Single Family Residence | Unknown | Unknown | No
60-0570 | 13669 Hwy 89 | Jay, FL 32565 | No | No | Non-Lead - Plastic | No | 2015-2022 | 3/4 | Service line repair or replacement record | Yes | Visual inspection at the meter pit | 2024-07-15 | Survey was conducted over two weeks from July 15th to July 26th. | Non-Lead - Plastic |  | 3/4" | Field inspection only with no records | Yes | Visual inspection at the meter pit | 2024-07-15 |  | Unknown | No | No |  | Single Family Residence | Unknown | Unknown | No
60-0670 | 13769 Hwy 89 | Jay, FL 32565 | No | No | Non-Lead - Plastic | No | 2015-2022 | 3/4 | Service line repair or replacement record | Yes | Visual inspection at the meter pit | 2024-07-15 | Survey was conducted over two weeks from July 15th to July 26th. | Galvanized |  | 3/4" | Field inspection only with no records | Yes | Visual inspection at the meter pit | 2024-07-15 |  | Unknown | No | No |  | Single Family Residence | Unknown | Unknown | No
60-0675 | 13775 Hwy 89 | Jay, FL 32565 | No | No | Non-Lead - Plastic | No | 2015-2022 | 3/4 | Service line repair or replacement record | Yes | Visual inspection at the meter pit | 2024-07-15 | Survey was conducted over two weeks from July 15th to July 26th. | Galvanized |  | 3/4" | Field inspection only with no records | Yes | Visual inspection at the meter pit | 2024-07-15 |  | Unknown | No | No |  | Single Family Residence | Unknown | Unknown | No
60-0680 | 3757 Escambia Avenue | Jay, FL 32565 | No | No | Non-Lead - Plastic | No | 2015-2022 | 3/4 | Service line repair or replacement record | Yes | Visual inspection at the meter pit | 2024-07-15 | Survey was conducted over two weeks from July 15th to July 26th. | Non-Lead - Plastic |  | 3/4" | Field inspection only with no records | Yes | Visual inspection at the meter pit | 2024-07-15 |  | Unknown | No | No |  | Single Family Residence | Unknown | Unknown | No
60-0700 | 3749 Escambia Avenue | Jay, FL 32565 | No | No | Non-Lead - Plastic | No | 2015-2022 | 3/4 | Service line repair or replacement record | Yes | Visual inspection at the meter pit | 2024-07-15 | Survey was conducted over two weeks from July 15th to July 26th. | Non-Lead - Plastic |  | 3/4" | Field inspection only with no records | Yes | Visual inspection at the meter pit | 2024-07-15 |  | Unknown | No | No |  | Single Family Residence | Unknown | Unknown | No
60-0710 | 3741 Escambia Avenue | Jay, FL 32565 | No | No | Non-Lead - Plastic | No | 2015-2022 | 3/4 | Service line repair or replacement record | Yes | Visual inspection at the meter pit | 2024-07-15 | Survey was conducted over two weeks from July 15th to July 26th. | Non-Lead - Plastic |  | 3/4" | Field inspection only with no records | Yes | Visual inspection at the meter pit | 2024-07-15 |  | Unknown | No | No |  | Single Family Residence | Unknown | Unknown | No
60-0730 | 3706 Escambia Avenue | Jay, FL 32565 | No | No | Non-Lead - Plastic | No | 2015-2022 | 3/4 | Service line repair or replacement record | Yes | Visual inspection at the meter pit | 2024-07-15 | Survey was conducted over two weeks from July 15th to July 26th. | Galvanized |  | 3/4" | Field inspection only with no records | Yes | Visual inspection at the meter pit | 2024-07-15 |  | Unknown | No | No |  | Single Family Residence | Unknown | Unknown | No
60-0740 | 3698 Escambia Avenue | Jay, FL 32565 | No | No | Non-Lead - Plastic | No | 2015-2022 | 3/4 | Service line repair or replacement record | Yes | Visual inspection at the meter pit | 2024-07-15 | Survey was conducted over two weeks from July 15th to July 26th. | Non-Lead - Plastic |  | 3/4" | Field inspection only with no records | Yes | Visual inspection at the meter pit | 2024-07-15 |  | Unknown | No | No |  | Single Family Residence | Unknown | Unknown | No
60-0750 | 3689 Escambia Avenue | Jay, FL 32565 | No | No | Non-Lead - Plastic | No | 2015-2022 | 3/4 | Service line repair or replacement record | Yes | Visual inspection at the meter pit | 2024-07-15 | Survey was conducted over two weeks from July 15th to July 26th. | Non-Lead - Plastic |  | 3/4" | Field inspection only with no records | Yes | Visual inspection at the meter pit | 2024-07-15 |  | Unknown | No | No |  | Single Family Residence | Unknown | Unknown | No
60-0770 | 3682 Escambia Avenue | Jay, FL 32565 | No | No | Non-Lead - Plastic | No | 2015-2022 | 3/4 | Service line repair or replacement record | Yes | Visual inspection at the meter pit | 2024-07-15 | Survey was conducted over two weeks from July 15th to July 26th. | Galvanized |  | 3/4" | Field inspection only with no records | Yes | Visual inspection at the meter pit | 2024-07-15 |  | Unknown | No | No |  | Single Family Residence | Unknown | Unknown | No
60-0780 | 3675 Escambia Avenue | Jay, FL 32565 | No | No | Non-Lead - Plastic | No | 2015-2022 | 3/4 | Service line repair or replacement record | Yes | Visual inspection at the meter pit | 2024-07-15 | Survey was conducted over two weeks from July 15th to July 26th. | Non-Lead - Plastic |  | 3/4" | Field inspection only with no records | Yes | Visual inspection at the meter pit | 2024-07-15 |  | Unknown | No | No |  | Single Family Residence | Unknown | Unknown | No
60-0790 | 3661 Escambia Avenue | Jay, FL 32565 | No | No | Non-Lead - Plastic | No | 2015-2022 | 3/4 | Service line repair or replacement record | Yes | Visual inspection at the meter pit | 2024-07-15 | Survey was conducted over two weeks from July 15th to July 26th. | Galvanized |  | 3/4" | Field inspection only with no records | Yes | Visual inspection at the meter pit | 2024-07-15 |  | Unknown | No | No |  | Single Family Residence | Unknown | Unknown | No
60-0800 | 3639 Escambia Avenue | Jay, FL 32565 | No | No | Non-Lead - Plastic | No | 2015-2022 | 3/4 | Service line repair or replacement record | Yes | Visual inspection at the meter pit | 2024-07-15 | Survey was conducted over two weeks from July 15th to July 26th. | Non-Lead - Plastic |  | 3/4" | Field inspection only with no records | Yes | Visual inspection at the meter pit | 2024-07-15 |  | Unknown | No | No |  | Single Family Residence | Unknown | Unknown | No
60-0820 | 5022 Spring Street | Jay, FL 32565 | No | No | Non-Lead - Plastic | No | 2015-2022 | 3/4 | Service line repair or replacement record | Yes | Visual inspection at the meter pit | 2024-07-15 | Survey was conducted over two weeks from July 15th to July 26th. | Non-Lead - Plastic |  | 3/4" | Field inspection only with no records | Yes | Visual inspection at the meter pit | 2024-07-15 |  | Unknown | No | No |  | Single Family Residence | Unknown | Unknown | No
60-0830 | 3690 School Street | Jay, FL 32565 | No | No | Non-Lead - Plastic | No | 2015-2022 | 3/4 | Service line repair or replacement record | Yes | Visual inspection at the meter pit | 2024-07-15 | Survey was conducted over two weeks from July 15th to July 26th. | Non-Lead - Plastic |  | 3/4" | Field inspection only with no records | Yes | Visual inspection at the meter pit | 2024-07-15 |  | Unknown | No | No |  | Single Family Residence | Unknown | Unknown | No
60-0840 | 3678 School Street | Jay, FL 32565 | No | No | Non-Lead - Plastic | No | 2015-2022 | 3/4 | Service line repair or replacement record | Yes | Visual inspection at the meter pit | 2024-07-15 | Survey was conducted over two weeks from July 15th to July 26th. | Non-Lead - Plastic |  | 3/4" | Field inspection only with no records | Yes | Visual inspection at the meter pit | 2024-07-15 |  | Unknown | No | No |  | Single Family Residence | Unknown | Unknown | No
60-0850 | 5021 Booker Lane | Jay, FL 32565 | No | No | Non-Lead - Plastic | No | 2015-2022 | 3/4 | Service line repair or replacement record | Yes | Visual inspection at the meter pit | 2024-07-15 | Survey was conducted over two weeks from July 15th to July 26th. | Non-Lead - Plastic |  | 3/4" | Field inspection only with no records | Yes | Visual inspection at the meter pit | 2024-07-15 |  | Unknown | No | No |  | Single Family Residence | Unknown | Unknown | No
60-0860 | 5025 Booker Lane | Jay, FL 32565 | No | No | Non-Lead - Plastic | No | 2015-2022 | 3/4 | Service line repair or replacement record | Yes | Visual inspection at the meter pit | 2024-07-15 | Survey was conducted over two weeks from July 15th to July 26th. | Non-Lead - Plastic |  | 3/4" | Field inspection only with no records | Yes | Visual inspection at the meter pit | 2024-07-15 |  | Unknown | No | No |  | Single Family Residence | Unknown | Unknown | No
60-0870 | 5040 Spring Street | Jay, FL 32565 | No | No | Non-Lead - Plastic | No | 2015-2022 | 3/4 | Service line repair or replacement record | Yes | Visual inspection at the meter pit | 2024-07-15 | Survey was conducted over two weeks from July 15th to July 26th. | Non-Lead - Plastic |  | 3/4" | Field inspection only with no records | Yes | Visual inspection at the meter pit | 2024-07-15 |  | Unknown | No | No |  | Single Family Residence | Unknown | Unknown | No
60-0880 | 5034 Spring Street | Jay, FL 32565 | No | No | Non-Lead - Plastic | No | 2015-2022 | 3/4 | Service line repair or replacement record | Yes | Visual inspection at the meter pit | 2024-07-15 | Survey was conducted over two weeks from July 15th to July 26th. | Non-Lead - Plastic |  | 3/4" | Field inspection only with no records | Yes | Visual inspection at the meter pit | 2024-07-15 |  | Unknown | No | No |  | Single Family Residence | Unknown | Unknown | No
60-1120 | 14128 Alabama Street | Jay, FL 32565 | No | No | Non-Lead - Plastic | No | 2015-2022 | 3/4 | Service line repair or replacement record | Yes | Visual inspection at the meter pit | 2024-07-15 | Survey was conducted over two weeks from July 15th to July 26th. | Non-Lead - Plastic |  | 3/4" | Field inspection only with no records | Yes | Visual inspection at the meter pit | 2024-07-15 |  | Unknown | No | No |  | Building | Unknown | Unknown | No
60-1125 | 14128 Alabama Street | Jay, FL 32565 | No | No | Non-Lead - Plastic | No | 2015-2022 | 3/4 | Service line repair or replacement record | Yes | Visual inspection at the meter pit | 2024-07-15 | Survey was conducted over two weeks from July 15th to July 26th. | Non-Lead - Plastic |  | 3/4" | Field inspection only with no records | Yes | Visual inspection at the meter pit | 2024-07-15 |  | Unknown | No | No |  | Building | Unknown | Unknown | No
60-1130 | 5256 Commerce Street | Jay, FL 32565 | No | No | Non-Lead - Plastic | No | 2015-2022 | 3/4 | Service line repair or replacement record | Yes | Visual inspection at the meter pit | 2024-07-15 | Survey was conducted over two weeks from July 15th to July 26th. | Non-Lead - Plastic |  | 3/4" | Field inspection only with no records | Yes | Visual inspection at the meter pit | 2024-07-15 |  | Unknown | No | No |  | Building | Unknown | Unknown | No
60-1135 | 5252 Commerce Street | Jay, FL 32565 | No | No | Non-Lead - Plastic | No | 2015-2022 | 3/4 | Service line repair or replacement record | Yes | Visual inspection at the meter pit | 2024-07-15 | Survey was conducted over two weeks from July 15th to July 26th. | Non-Lead - Plastic |  | 3/4" | Field inspection only with no records | Yes | Visual inspection at the meter pit | 2024-07-15 |  | Unknown | No | No |  | Building | Unknown | Unknown | No
60-1140 | 5270 Commerce Street | Jay, FL 32565 | No | No | Non-Lead - Plastic | No | 2015-2022 | 3/4 | Service line repair or replacement record | Yes | Visual inspection at the meter pit | 2024-07-15 | Survey was conducted over two weeks from July 15th to July 26th. | Non-Lead - Plastic |  | 3/4" | Field inspection only with no records | Yes | Visual inspection at the meter pit | 2024-07-15 |  | Unknown | No | No |  | Building | Unknown | Unknown | No
60-1160 | 14166 Alabama Street | Jay, FL 32565 | No | No | Non-Lead - Plastic | No | 2015-2022 | 3/4 | Service line repair or replacement record | Yes | Visual inspection at the meter pit | 2024-07-15 | Survey was conducted over two weeks from July 15th to July 26th. | Non-Lead - Plastic |  | 3/4" | Field inspection only with no records | Yes | Visual inspection at the meter pit | 2024-07-15 |  | Unknown | No | No |  | Building | Unknown | Unknown | No
60-1170 | 5276 Commerce Street | Jay, FL 32565 | No | No | Non-Lead - Plastic | No | 2015-2022 | 3/4 | Service line repair or replacement record | Yes | Visual inspection at the meter pit | 2024-07-15 | Survey was conducted over two weeks from July 15th to July 26th. | Non-Lead - Plastic |  | 3/4" | Field inspection only with no records | Yes | Visual inspection at the meter pit | 2024-07-15 |  | Unknown | No | No |  | Building | Unknown | Unknown | No
60-1175 | 5274 Commerce Street | Jay, FL 32565 | No | No | Non-Lead - Plastic | No | 2015-2022 | 3/4 | Service line repair or replacement record | Yes | Visual inspection at the meter pit | 2024-07-15 | Survey was conducted over two weeks from July 15th to July 26th. | Non-Lead - Plastic |  | 3/4" | Field inspection only with no records | Yes | Visual inspection at the meter pit | 2024-07-15 |  | Unknown | No | No |  | Building | Unknown | Unknown | No
60-1180 | 5272 Commerce Street | Jay, FL 32565 | No | No | Non-Lead - Plastic | No | 2015-2022 | 3/4 | Service line repair or replacement record | Yes | Visual inspection at the meter pit | 2024-07-15 | Survey was conducted over two weeks from July 15th to July 26th. | Non-Lead - Plastic |  | 3/4" | Field inspection only with no records | Yes | Visual inspection at the meter pit | 2024-07-15 |  | Unknown | No | No |  | Building | Unknown | Unknown | No
60-1190 | 5280 Commerce Street | Jay, FL 32565 | No | No | Non-Lead - Plastic | No | 2015-2022 | 3/4 | Service line repair or replacement record | Yes | Visual inspection at the meter pit | 2024-07-15 | Survey was conducted over two weeks from July 15th to July 26th. | Non-Lead - Plastic |  | 3/4" | Field inspection only with no records | Yes | Visual inspection at the meter pit | 2024-07-15 |  | Unknown | No | No |  | Building | Unknown | Unknown | No
60-1200 | 5284 Commerce Street | Jay, FL 32565 | No | No | Non-Lead - Plastic | No | 2015-2022 | 3/4 | Service line repair or replacement record | Yes | Visual inspection at the meter pit | 2024-07-15 | Survey was conducted over two weeks from July 15th to July 26th. | Galvanized |  | 3/4" | Field inspection only with no records | Yes | Visual inspection at the meter pit | 2024-07-15 |  | Unknown | No | No |  | Building | Unknown | Unknown | No
60-1210 | 3901 Hwy 4 | Jay, FL 32565 | No | No | Non-Lead - Plastic | No | 2015-2022 | 3/4 | Service line repair or replacement record | Yes | Visual inspection at the meter pit | 2024-07-15 | Survey was conducted over two weeks from July 15th to July 26th. | Non-Lead - Plastic |  | 3/4" | Field inspection only with no records | Yes | Visual inspection at the meter pit | 2024-07-15 |  | Unknown | No | No |  | Building | Unknown | Unknown | No
60-1220 | 3917 Hwy 4 | Jay, FL 32565 | No | No | Non-Lead - Plastic | No | 2015-2022 | 3/4 | Service line repair or replacement record | Yes | Visual inspection at the meter pit | 2024-07-15 | Survey was conducted over two weeks from July 15th to July 26th. | Non-Lead - Plastic |  | 3/4" | Field inspection only with no records | Yes | Visual inspection at the meter pit | 2024-07-15 |  | Unknown | No | No |  | Building | Unknown | Unknown | No
60-1240 | 3915 Hwy 4 | Jay, FL 32565 | No | No | Non-Lead - Plastic | No | 2015-2022 | 3/4 | Service line repair or replacement record | Yes | Visual inspection at the meter pit | 2024-07-15 | Survey was conducted over two weeks from July 15th to July 26th. | Non-Lead - Plastic |  | 3/4" | Field inspection only with no records | Yes | Visual inspection at the meter pit | 2024-07-15 |  | Unknown | No | No |  | Building | Unknown | Unknown | No
60-1260 | 3919 Hwy 4 | Jay, FL 32565 | No | No | Non-Lead - Plastic | No | 2015-2022 | 3/4 | Service line repair or replacement record | Yes | Visual inspection at the meter pit | 2024-07-15 | Survey was conducted over two weeks from July 15th to July 26th. | Non-Lead - Plastic |  | 3/4" | Field inspection only with no records | Yes | Visual inspection at the meter pit | 2024-07-15 |  | Unknown | No | No |  | Building | Unknown | Unknown | No
60-1263 | 3902 Hwy 4 | Jay, FL 32565 | No | No | Non-Lead - Plastic | No | 2015-2022 | 3/4 | Service line repair or replacement record | Yes | Visual inspection at the meter pit | 2024-07-15 | Survey was conducted over two weeks from July 15th to July 26th. | Non-Lead - Plastic |  | 3/4" | Field inspection only with no records | Yes | Visual inspection at the meter pit | 2024-07-15 |  | Unknown | No | No |  | Building | Unknown | Unknown | No
60-1265 | 3924 Hwy 4 | Jay, FL 32565 | No | No | Non-Lead - Plastic | No | 2015-2022 | 3/4 | Service line repair or replacement record | Yes | Visual inspection at the meter pit | 2024-07-15 | Survey was conducted over two weeks from July 15th to July 26th. | Non-Lead - Plastic |  | 3/4" | Field inspection only with no records | Yes | Visual inspection at the meter pit | 2024-07-15 |  | Unknown | No | No |  | Building | Unknown | Unknown | No

## Public Accessibility Doc.
Public Accessibility Documentation
PWS Name: Town of Jay Water System
PWSID: 1570384
Enter Date Last Updated: | 2024-08-07
Purpose of this worksheet: For systems to provide documentation to states on how they met the public accessibility requirements of the LCRR.
1. Select the location identifiers that you use for your service line inventory. Check all that apply.
Address
Street
Block
Intersection
Landmark
GPS Coordinates
Other
If "Other", please describe:
2. Does every service line have a location identifier? |  | Yes
If "No", explain. Remember that location identifiers are required for service lines that are lead and galvanized requiring replacement.
3. How are you making your inventory publicly accessible? Check all that apply. Remember that if your system serves > 50,000 people, you must provide the inventory online.
Interactive online map
Static online map
Online spreadsheet
Printed service line map
Printed tabular data
Information on water utility mailings or newsletter
Hard copy information available in water system office
Other
If "Other", please describe:

## State Checklist
State Checklist for Initial Inventory Submittal
PWS Name: Town of Jay Water System
PWSID: 1570384
Enter Date Last Updated:
Purpose of this worksheet: For states to determine and document if water systems met all of the January 15, 2021 Lead and Copper Rule (LCRR) requirements for their Initial Inventory including timely submission, required elements, use of information sources, public accessibility, and public notification of service line materials.
Part 1: Person Completing This Checklist
Name: | Title:
Telephone: | Email:
Part 2: Review for Timely Submission
1. Was the initial inventory submitted by the deadline of October 16, 2024? |  | Select "Yes" or "No"
Consider post-mark or date sent via email or reported into a state data system.
Part 3: Review for Required Elements
1. Does the inventory include all service lines connected to the distribution system? |  | Select "Yes" or "No"
Consider if the total number of service lines in the Inventory Summary worksheet, Part 3, matches sanitary survey and monitoring data in the state’s database (e.g., SDWIS/State) based on population served, number of service connections (including those for non-potable use), number of accounts, census data, or other information.
2. Does the inventory include portions owned by the water system and the customer? |  | Select "Yes" or "No"
Check the service line ownership type selected in the Inventory Summary worksheet, Part 1, Question 2a. If the system selected "Ownership is Split" check that their inventory includes information for both the system-owned and customer-owned portions.
3. Did the system classify all service lines as either Lead, Galvanized Requiring Replacement (GRR), Non-Lead, or Lead Status Unknown? |  | Select "Yes" or "No"
Consider if the system completed each row of the inventory summary table in the Inventory Summary worksheet, Part 3. Some rows may be zero.
4. In the space below, provide additional comments/documentation related to required elements of the system's initial inventory.
Part 4: Review for Information Sources
1. Did the system use the following historical records to prepare their initial inventory: previous materials evaluation, construction and plumbing codes/records, water system records, distribution system inspections and records. |  | Select "Yes" or "No"
Consider if the system identified historical records in each row of the Inventory Methods worksheet, Part 1, Rows 1 through 4. Consider if the system completed Row 5 if additional records are required in your state.
2. Is the system collecting service line material information during normal operations? |  | Select "Yes" or "No"
Consider if the system checked one or more normal operations activities in the Inventory Methods worksheet, Part 2. Consider asking the systems to submit updated or new standard operating procedures documenting service line material information collection.
3. Has the system conducted investigations to verify service line material? |  | Select "Yes" or "No"
This is not required by the LCRR but recommended by EPA to verify historical records and gather information where records do not exist to reduce the number of unknowns in the system as quickly as possible. Consider: • If the system checked one or more of the investigative methods on the Inventory Methods worksheet, Part 3. • If in their inventory, the system indicated that the materials classification was based on investigations. • The number of unknowns - EPA strongly discourages systems from submitting inventories with all unknowns. If all service line materials are lead status unknown, consider asking the water system to conduct investigations.
4. In the space below, provide additional comments related to information sources used to develop the system's initial inventory.
Part 5: Review for Public Accessibility
1. Does the inventory include location identifiers for each service line that is lead or galvanized requiring replacement? |  | Select "Yes" or "No"
Consider checking the inventory for location identifiers and reviewing the system's answers in the Public Accessibility Doc. worksheet, Questions 1 and 2.
2. Did the system make its inventory publicly accessible? |  | Select "Yes" or "No"
Consider reviewing the method by which the water system is making its inventory publicly accessible as identified in the Public Accessibility Doc. worksheet, Question 3. Check that systems serving more than 50,000 people have posted their service line inventories online.
3. In the space below, provide additional comments/documentation related to public accessibility of the system's initial inventory.
Part 6: Review of Customer Notification of Service Line Material
1. Does the water system's inventory consist of all Non-Lead Service lines? |  | Select "Yes" or "No"
If No, complete questions 2 through 5. If Yes, stop here.
2. Did the water system deliver the notification to people served by a lead service line (LSL), GRR, or lead status unknown service line within 30 days of completing the initial inventory? |  | Select "Yes" or "No"
3. Did the water system demonstrate that they delivered the notification and provide a copy of the notification to the state by July 1 for the previous calendar year? |  | Select "Yes" or "No"
4. Did the notification include the required content?
a. For confirmed LSLs, does the notification include: |  | Select "Yes" or "No" or "N/A"
· A statement that the service line material is lead,
· Information on lead health effects including mandatory health effects language of 40 CFR §141.85(a)(ii),
· Steps to minimize exposure to lead in drinking water,
· Opportunities for service line replacement,
· Available financing programs, and
· A statement that the system must replace its portion if the property owners notify the system that
they are replacing their portion?
b. For GRRs, does the notification include: |  | Select "Yes" or "No" or "N/A"
· A statement that the service line material is GRR,
· Information on lead health effects including mandatory health effects language of 40 CFR §141.85(a)(ii),
· Steps to minimize exposure to lead in drinking water, and
· Opportunities for service line replacement?
c. For Unknowns, does the notification include: |  | Select "Yes" or "No" or "N/A"
· A statement that the service line material is lead status unknown,
· Information on lead health effects including mandatory health effects language of 40 CFR §141.85(a)(ii),
· Steps to minimize exposure to lead in drinking water, and
· Opportunities to verify the service line material?
5. If the water system serves communities with a large proportion of non-English speaking consumers, as determined by the state, did they provide public education materials, including those in 40 CFR §141.85(e), in the appropriate language(s) or containing a telephone number or address where persons served may contact the water system to obtain a translated copy of the materials or to request assistance in the appropriate language? |  | Select "Yes" or "No"
6. In the space below, provide additional comments/documentation related to customer notification for people served by an LSL, GRR, or lead status unknown service line.

## Building Conditionals (hidden)
DRAFT | [8 empty] | Form Option For Customer Side | Classification | System-Owned Portion | Was Previously Lead? | Customer-Owned Portion | Classification for Entire Service Line | Single-Owned Portion | Classification for Entire Service Line
| Note to EPA: This is a background sheet to be hidden or deleted | [7 empty] | Lead | Lead | Lead |  | Lead | Lead | Lead | Lead
[9 empty] | Lead-lined galvanized | Lead | Lead |  | Galvanized | Lead | Galvanized | Non-Lead
[9 empty] | Galvanized | Galvanized | Lead |  | Non-Lead | Lead | Non-Lead | Non-Lead
[9 empty] | Non-Lead - Copper | Non-Lead | Lead |  | Material Unknown | Lead | Material Unknown | Lead Status Unknown
[9 empty] | Non-Lead - Plastic | Non-Lead | Galvanized |  | Lead | Lead
[9 empty] | Non-Lead - Other | Non-Lead | Galvanized |  | Galvanized | Non-Lead
[9 empty] | Unknown - Likely Lead | Material Unknown | Galvanized |  | Non-Lead | Non-Lead
[9 empty] | Unknown - Unlikely Lead | Material Unknown | Galvanized |  | Material Unknown | Lead Status Unknown
[9 empty] | Unknown - Material Unknown | Material Unknown | Non-Lead |  | Lead | Lead
[11 empty] | Non-Lead | Y | Galvanized | Galvanized Requiring Replacement
[9 empty] | Form Option For System Side | Classification | Non-Lead | N | Galvanized | Non-Lead
[9 empty] | Lead | Lead | Non-Lead | DN | Galvanized | Galvanized Requiring Replacement
[9 empty] | Lead-lined galvanized | Lead | Non-Lead |  | Non-Lead | Non-Lead
[9 empty] | Galvanized | Galvanized | Non-Lead |  | Material Unknown | Lead Status Unknown
[9 empty] | Non-Lead - Copper | Non-Lead | Material Unknown |  | Lead | Lead
[9 empty] | Non-Lead - Plastic | Non-Lead | Material Unknown |  | Galvanized | Galvanized Requiring Replacement
[9 empty] | Non-Lead - Other | Non-Lead | Material Unknown |  | Non-Lead | Lead Status Unknown
[9 empty] | Unknown - Likely Lead | Material Unknown | Material Unknown |  | Material Unknown | Lead Status Unknown
[9 empty] | Unknown - Unlikely Lead | Material Unknown
| system_owned_portion |  | customer_owned_portion | service_line_classification |  |  |  |  | Unknown - Material Unknown | Material Unknown
| System-Owned Portion | Was Previously Lead? | Customer-Owned Portion | Classification for Entire Service Line |  | IF( | ) AND ( | THEN
| Lead |  | Lead | Lead |  | IF(system_owned_portion=Lead) AND (customer_owned_portion=Lead THEN service_line_classification=Lead | IF(system_owned_portion=Lead) AND (customer_owned_portion=Lead THEN service_line_classification=Lead | IF(system_owned_portion="Lead") AND (customer_owned_portion="Lead" THEN service_line_classification="Lead"
| Lead |  | Galvanized | Lead | ELSE | IF(system_owned_portion=Lead) AND (customer_owned_portion=Galvanized THEN service_line_classification=Lead | ELSEIF(system_owned_portion=Lead) AND (customer_owned_portion=Galvanized THEN service_line_classification=Lead | ELSEIF(system_owned_portion="Lead") AND (customer_owned_portion="Galvanized Requiring Replacement" THEN service_line_classification="Lead"
| Lead |  | Non-Lead | Lead | ELSE | IF(system_owned_portion=Lead) AND (customer_owned_portion=Non-Lead THEN service_line_classification=Lead | ELSEIF(system_owned_portion=Lead) AND (customer_owned_portion=Non-Lead THEN service_line_classification=Lead | ELSEIF(system_owned_portion="Lead") AND (customer_owned_portion="Non-Lead" THEN service_line_classification="Lead"
| Lead |  | Material Unknown | Lead | ELSE | IF(system_owned_portion=Lead) AND (customer_owned_portion=Material Unknown THEN service_line_classification=Lead | ELSEIF(system_owned_portion=Lead) AND (customer_owned_portion=Material Unknown THEN service_line_classification=Lead | ELSEIF(system_owned_portion="Lead") AND (customer_owned_portion=Lead Status Unknown THEN service_line_classification="Lead"
| Galvanized |  | Lead | Lead | ELSE | IF(system_owned_portion=Galvanized) AND (customer_owned_portion=Lead THEN service_line_classification=Lead | ELSEIF(system_owned_portion=Galvanized) AND (customer_owned_portion=Lead THEN service_line_classification=Lead | ELSEIF(system_owned_portion="Galvanized1") AND (customer_owned_portion=Lead THEN service_line_classification="Lead"
| Galvanized |  | Galvanized | Non-Lead | ELSE | IF(system_owned_portion=Galvanized) AND (customer_owned_portion=Galvanized THEN service_line_classification=Non-Lead | ELSEIF(system_owned_portion=Galvanized) AND (customer_owned_portion=Galvanized THEN service_line_classification=Non-Lead | ELSEIF(system_owned_portion="Galvanized1") AND (customer_owned_portion="Galvanized2" THEN service_line_classification="Non-Lead"
| Galvanized |  | Non-Lead | Non-Lead | ELSE | IF(system_owned_portion=Galvanized) AND (customer_owned_portion=Non-Lead THEN service_line_classification=Non-Lead | ELSEIF(system_owned_portion=Galvanized) AND (customer_owned_portion=Non-Lead THEN service_line_classification=Non-Lead | ELSEIF(system_owned_portion="Galvanized1") AND (customer_owned_portion="Non-Lead" THEN service_line_classification="Non-Lead"
| Galvanized |  | Material Unknown | Lead Status Unknown | ELSE | IF(system_owned_portion=Galvanized) AND (customer_owned_portion=Material Unknown THEN service_line_classification=Lead Status Unknown | ELSEIF(system_owned_portion=Galvanized) AND (customer_owned_portion=Material Unknown THEN service_line_classification=Lead Status Unknown | ELSEIF(system_owned_portion="Galvanized1") AND (customer_owned_portion="Lead Status Unknown" THEN service_line_classification="Lead Status Unknown"
| Non-Lead |  | Lead | Lead | ELSE | IF(system_owned_portion=Non-Lead) AND (customer_owned_portion=Lead THEN service_line_classification=Lead | ELSEIF(system_owned_portion=Non-Lead) AND (customer_owned_portion=Lead THEN service_line_classification=Lead | ELSEIF(system_owned_portion="Non-Lead") AND (customer_owned_portion="Lead" THEN service_line_classification="Lead"
| Non-Lead |  | Galvanized | Galvanized Requiring Replacement | ELSE | IF(system_owned_portion=Non-Lead) AND (customer_owned_portion=Galvanized THEN service_line_classification=Galvanized Requiring Replacement | ELSEIF(system_owned_portion=Non-Lead) AND (customer_owned_portion=Galvanized THEN service_line_classification=Galvanized Requiring Replacement | ELSEIF(system_owned_portion="Non-Lead") AND (customer_owned_portion="Galvanized2" THEN service_line_classification="Non-Lead"
| Non-Lead |  | Galvanized | Non-Lead | ELSE | IF(system_owned_portion=Non-Lead) AND (customer_owned_portion=Galvanized THEN service_line_classification=Non-Lead | ELSEIF(system_owned_portion=Non-Lead) AND (customer_owned_portion=Galvanized THEN service_line_classification=Non-Lead | ELSEIF(system_owned_portion="Non-Lead") AND (customer_owned_portion="Non-Lead" THEN service_line_classification="Non-Lead"
| Non-Lead |  | Galvanized | Galvanized Requiring Replacement | ELSE | IF(system_owned_portion=Non-Lead) AND (customer_owned_portion=Galvanized THEN service_line_classification=Galvanized Requiring Replacement | ELSEIF(system_owned_portion=Non-Lead) AND (customer_owned_portion=Galvanized THEN service_line_classification=Galvanized Requiring Replacement | ELSEIF(system_owned_portion="Non-Lead") AND (customer_owned_portion="Lead Status Unknown" THEN service_line_classification="Lead Status Unknown"
| Non-Lead |  | Non-Lead | Non-Lead | ELSE | IF(system_owned_portion=Non-Lead) AND (customer_owned_portion=Non-Lead THEN service_line_classification=Non-Lead | ELSEIF(system_owned_portion=Non-Lead) AND (customer_owned_portion=Non-Lead THEN service_line_classification=Non-Lead | ELSEIF(system_owned_portion="Non-Lead, but system is unable to demonstrate it was not previously Lead") AND (customer_owned_portion="Galvanized Requiring Replacement" THEN service_line_classification="Galvanized Requiring Replacement"
| Non-Lead |  | Material Unknown | Lead Status Unknown | ELSE | IF(system_owned_portion=Non-Lead) AND (customer_owned_portion=Material Unknown THEN service_line_classification=Lead Status Unknown | ELSEIF(system_owned_portion=Non-Lead) AND (customer_owned_portion=Material Unknown THEN service_line_classification=Lead Status Unknown | ELSEIF(system_owned_portion="Lead Status Unknown") AND (customer_owned_portion="Lead" THEN service_line_classification="Lead"
| Material Unknown |  | Lead | Lead | ELSE | IF(system_owned_portion=Material Unknown) AND (customer_owned_portion=Lead THEN service_line_classification=Lead | ELSEIF(system_owned_portion=Material Unknown) AND (customer_owned_portion=Lead THEN service_line_classification=Lead | ELSEIF(system_owned_portion="Lead Status Unknown") AND (customer_owned_portion="Galvanized Requiring Replacement" THEN service_line_classification="Galvanized Requiring Replacement"
| Material Unknown |  | Galvanized | Galvanized Requiring Replacement | ELSE | IF(system_owned_portion=Material Unknown) AND (customer_owned_portion=Galvanized THEN service_line_classification=Galvanized Requiring Replacement | ELSEIF(system_owned_portion=Material Unknown) AND (customer_owned_portion=Galvanized THEN service_line_classification=Galvanized Requiring Replacement | ELSEIF(system_owned_portion="Lead Status Unknown") AND (customer_owned_portion="Non-Lead" THEN service_line_classification="Lead Status Unknown"
| Material Unknown |  | Non-Lead | Lead Status Unknown | ELSE | IF(system_owned_portion=Material Unknown) AND (customer_owned_portion=Non-Lead THEN service_line_classification=Lead Status Unknown | ELSEIF(system_owned_portion=Material Unknown) AND (customer_owned_portion=Non-Lead THEN service_line_classification=Lead Status Unknown | ELSEIF(system_owned_portion="Lead Status Unknown") AND (customer_owned_portion="Lead Status Unknown" THEN service_line_classification="Lead Status Unknown"
| Material Unknown |  | Material Unknown | Lead Status Unknown |  |  | ELSE service_line_classification = "CLASSIFICATION ERROR" | ELSE "CLASSIFICATION ERROR"

## Form Lists (hidden)
Tab | Form Control Lists
Detailed Inventory | Sensitive Population? (Y/N) | Service Line Material Classification* | If Non-Lead, Was Material Ever Previously Lead? | Basis of Material Classification | Was the Service Line Material Field Verified? | Select the Field Verification Method | Building Type Connected to Service Line | For CWSs, do Multi-family Residences (MFRs) Comprise at Least 20% of the Structures You Serve? | Is there a Lead Connector Present? | Point-of-Entry or Point-of-Use Treatment Present? | Does the Interior Building Plumbing Contain Copper Pipes with Lead Solder Installed before your State's Lead Ban (Generally 1986 - 1988) | Current LCR Sampling Site? | Building Type Connected to Service Line | For CWSs, do Multi-family Residences (MFRs) Comprise at Least 20% of the Structures You Serve? | Is there a Lead Connector Present? | Point-of-Entry or Point-of-Use Treatment Present? | Does the Interior Building Plumbing Contain Copper Pipes with Lead Solder Installed before your State's Lead Ban (Generally 1986 - 1988) | Current LCR Sampling Site?
| No | Lead | Yes | Previous materials evaluation | Yes | Visual inspection at meter pit | Single Family Residence | Yes | Yes | Yes | Yes | Yes | Single Family Residence | Yes | Yes | Yes | Yes | Yes
| Yes - School | Lead-lined galvanized | No | Installation record (e.g., tap card) | No | Customer self-identification | Multiple Family Residence | No | Known | No | No | No | Multiple Family Residence | No | Known | No | No | No
| Yes - Day Care | Galvanized | Don't know | Installation date is after the lead ban |  | CCTV Inspection at Curb Box - Internal | Building | N/A | Unknown | Unknown | Unknown |  | Building | N/A | Unknown | Unknown | Unknown
| Yes - Other | Non-Lead - Copper |  | Service line diameter is greater than 2 inches |  | CCTV inspection at Curb Box - External | Other | [5 empty] | Other
|  | Non-Lead - Plastic |  | Service line repair or replacement record |  | Water Quality Sampling - Targeted
|  | Non-Lead - Other |  | Statistical analysis |  | Water Quality Sampling - Flushed
|  | Unknown - Likely Lead |  | Field inspection only with no records |  | Water Quality Sampling - Sequential
|  | Unknown - Unlikely Lead |  | Water sampling only with no records |  | Water Quality Sampling - Other
|  | Unknown - Material Unknown |  | Other |  | Mechanical Excavation at 1 location
Mechanical Excavation at multiple locations
| Note to EPA: this is a background sheet to be hidden or deleted |  |  |  | Other